## exit 01.10.2017
Annex 2 |  | Technical capacity of the exit points as at 01.10.2017
Flow direction | Ring code | Ring name | Physical code point | Physical point name | Virtual point code | Virtual point name | Partner code | Adjacent partner name | Partner type | Locality | County | Pmin [bar] | Pmax [bar] | PCS average [MWh/cm] | Technical capacity [cm/day]
exit | SM-AM001 | Urziceni | SM0171D1 | URZICENI I | VSM08 | DISTRIGAZ SUD RETELE | DISTSR | SC DISTRIGAZ SUD RETELE SRL | DSO | URZICENI | Ialomita | 1.5 | 3 | 0.010948 | 240000
exit | SM-AM001 | Urziceni | SM0171D2 | URZICENI II | VSM08 | DISTRIGAZ SUD RETELE | DISTSR | SC DISTRIGAZ SUD RETELE SRL | DSO | URZICENI | Ialomita | 1.5 | 3 | 0.010948 | 144000
exit | SM-AM002 | Paulesti | SM0110D0 | PAULESTI | VSM08 | DISTRIGAZ SUD RETELE | DISTSR | SC DISTRIGAZ SUD RETELE SRL | DSO | PAULESTI | Prahova | 1 | 2 | 0.010756 | 120000
exit | SM-AM002 | Paulesti | SM0130D2 | PLOIESTI NORD COLONIE | VSM08 | DISTRIGAZ SUD RETELE | DISTSR | SC DISTRIGAZ SUD RETELE SRL | DSO | PLOIESTI | Prahova | 1 | 2 | 0.010756 | 36000
exit | SM-AM003 | Brasov | SM0045D0 | BRASOV III | VSM08 | DISTRIGAZ SUD RETELE | DISTSR | SC DISTRIGAZ SUD RETELE SRL | DSO | GHIMBAV | Brasov | 0.8 | 2.5 | 0.010585 | 240000
exit | SM-AM003 | Brasov | SM0047D0 | BRASOV I | VSM08 | DISTRIGAZ SUD RETELE | DISTSR | SC DISTRIGAZ SUD RETELE SRL | DSO | BRASOV | Brasov | 0.8 | 1.8 | 0.010585 | 1680000
exit | SM-AM003 | Brasov | SM0866D0 | BRASOV II | VSM08 | DISTRIGAZ SUD RETELE | DISTSR | SC DISTRIGAZ SUD RETELE SRL | DSO | BRASOV | Brasov | 0.8 | 1.8 | 0.010585 | 1200000
exit | SM-AM004 | Bucuresti | SM0143D0 | BUCIUMENI IF | VSM08 | DISTRIGAZ SUD RETELE | DISTSR | SC DISTRIGAZ SUD RETELE SRL | DSO | BUCIUMENI | Ilfov | 1.5 | 4.5 | 0.010885 | 420000
exit | SM-AM004 | Bucuresti | SM0144D0 | BUCURESTI 16 FEBRUARIE | VSM08 | DISTRIGAZ SUD RETELE | DISTSR | SC DISTRIGAZ SUD RETELE SRL | DSO | BUCURESTI | Bucuresti | 3.5 | 4.5 | 0.010885 | 5328000
exit | SM-AM004 | Bucuresti | SM0149D0 | CHIAJNA | VSM08 | DISTRIGAZ SUD RETELE | DISTSR | SC DISTRIGAZ SUD RETELE SRL | DSO | CHIAJNA | Ilfov | 1 | 1.2 | 0.010885 | 84480
exit | SM-AM004 | Bucuresti | SM0151D0 | BUCURESTI CET VEST | VSM08 | DISTRIGAZ SUD RETELE | DISTSR | SC DISTRIGAZ SUD RETELE SRL | DSO | BUCURESTI | Bucuresti | 3.5 | 4.5 | 0.010885 | 3300000
exit | SM-AM004 | Bucuresti | SM0154D0 | SC LINDE GAZ BUCURESTI | VSM08 | DISTRIGAZ SUD RETELE | DISTSR | SC DISTRIGAZ SUD RETELE SRL | DSO | CHIAJNA | Ilfov | 1 | 1.4 | 0.010885 | 28800
exit | SM-AM004 | Bucuresti | SM0157D0 | BUCURESTI TITAN | VSM08 | DISTRIGAZ SUD RETELE | DISTSR | SC DISTRIGAZ SUD RETELE SRL | DSO | BUCURESTI | Bucuresti | 3.5 | 4.5 | 0.010885 | 6700000
exit | SM-AM004 | Bucuresti | SM0158D0 | BUCURESTI ZONA ICME | VSM08 | DISTRIGAZ SUD RETELE | DISTSR | SC DISTRIGAZ SUD RETELE SRL | DSO | BUCURESTI | Bucuresti | 1 | 1.5 | 0.010885 | 324000
exit | SM-AM004 | Bucuresti | SM0168D0 | BUCURESTI TUNARI | VSM08 | DISTRIGAZ SUD RETELE | DISTSR | SC DISTRIGAZ SUD RETELE SRL | DSO | TUNARI | Ilfov | 0,6; 3,5 | 2; 4,5 | 0.010885 | 1100000
exit | SM-AM004 | Bucuresti | SM0170D0 | SC COMPLEX CARREFOUR CHIAJNA | VSM08 | DISTRIGAZ SUD RETELE | DISTSR | SC DISTRIGAZ SUD RETELE SRL | DSO | CHIAJNA | Ilfov | 1 | 1.9 | 0.010885 | 72000
exit | SM-AM004 | Bucuresti | SM0250D1 | SC GOOD WORK BRAGADIRU | VSM08 | DISTRIGAZ SUD RETELE | DISTSR | SC DISTRIGAZ SUD RETELE SRL | DSO | BRAGADIRU | Ilfov | 0.7 | 1 | 0.010885 | 9600
exit | SM-AM004 | Bucuresti | SM0250D2 | BRAGADIRU | VSM08 | DISTRIGAZ SUD RETELE | DISTSR | SC DISTRIGAZ SUD RETELE SRL | DSO | BRAGADIRU | Ilfov | 0.6 | 1.5 | 0.010885 | 60000
exit | SM-AM004 | Bucuresti | SM0252D0 | MAGURELE BUCURESTI | VSM08 | DISTRIGAZ SUD RETELE | DISTSR | SC DISTRIGAZ SUD RETELE SRL | DSO | MAGURELE | Ilfov | 3.5 | 4.5 | 0.010885 | 3888000
exit | SM-AM004 | Bucuresti | SM0911D0 | CEFIN (IVECO) CHIAJNA | VSM08 | DISTRIGAZ SUD RETELE | DISTSR | SC DISTRIGAZ SUD RETELE SRL | DSO | CHIAJNA | Ilfov | 1.5 | 1.7 | 0.010885 | 48000
exit | SM-AM004 | Bucuresti | SM1004D0 | PORTLAND CHIAJNA | VSM08 | DISTRIGAZ SUD RETELE | DISTSR | SC DISTRIGAZ SUD RETELE SRL | DSO | DRAGOMIRESTI VALE | Ilfov | 0.8 | 1 | 0.010885 | 96000
exit | SM-AM005 | Ploiesti | SM0109D0 | PLOIESTI KM 65 | VSM08 | DISTRIGAZ SUD RETELE | DISTSR | SC DISTRIGAZ SUD RETELE SRL | DSO | PLOIESTI | Prahova | 2 | 4 | 0.010706 | 180000
exit | SM-AM005 | Ploiesti | SM0125D0 | PLOIESTI VEST | VSM08 | DISTRIGAZ SUD RETELE | DISTSR | SC DISTRIGAZ SUD RETELE SRL | DSO | PLOIESTI | Prahova | 2 | 4 | 0.010706 | 960000
exit | SM-AM005 | Ploiesti | SM0131D1 | TELEAJEN MATIZOL SI UZTEL | VSM08 | DISTRIGAZ SUD RETELE | DISTSR | SC DISTRIGAZ SUD RETELE SRL | DSO | PLOIESTI | Prahova | 0.5 | 2 | 0.010706 | 84000
exit | SM-AM005 | Ploiesti | SM0131D2 | TELEAJEN INDUSTRIE | VSM08 | DISTRIGAZ SUD RETELE | DISTSR | SC DISTRIGAZ SUD RETELE SRL | DSO | PLOIESTI | Prahova | 2 | 4 | 0.010706 | 480000
exit | SM-AM006 | Targoviste | SM0077D3 | FIENI-ZONA PUCIOASA | VSM08 | DISTRIGAZ SUD RETELE | DISTSR | SC DISTRIGAZ SUD RETELE SRL | DSO | FIENI | Dimbovita | 1.2 | 3.5 | 0.010577 | 360000
exit | SM-AM006 | Targoviste | SM0105D0 | RAZVAD | VSM08 | DISTRIGAZ SUD RETELE | DISTSR | SC DISTRIGAZ SUD RETELE SRL | DSO | TARGOVISTE | Dimbovita | 1.2 | 3 | 0.010577 | 1080000
exit | SM-AM007 | Pitesti | SM0194D0 | PAPUCESTI-LAUNELE | VSM08 | DISTRIGAZ SUD RETELE | DISTSR | SC DISTRIGAZ SUD RETELE SRL | DSO | PITESTI | Arges | 2 | 4 | 0.01099 | 48000
exit | SM-AM007 | Pitesti | SM0221D0 | PITESTI SUD | VSM08 | DISTRIGAZ SUD RETELE | DISTSR | SC DISTRIGAZ SUD RETELE SRL | DSO | PITESTI | Arges | 2.2 | 4 | 0.01099 | 2160000
exit | SM-AM007 | Pitesti | SM0417D0 | BASCOV | VSM08 | DISTRIGAZ SUD RETELE | DISTSR | SC DISTRIGAZ SUD RETELE SRL | DSO | BASCOV | Arges | 2 | 4 | 0.01099 | 2016000
exit | SM-AM008 | Craiova | SM0207D5 | CRAIOVITA NOUA | VSM08 | DISTRIGAZ SUD RETELE | DISTSR | SC DISTRIGAZ SUD RETELE SRL | DSO | ISALNITA | Dolj | 3 | 4 | 0.010587 | 600000
exit | SM-AM008 | Craiova | SM0208D0 | CRAIOVA SUD | VSM08 | DISTRIGAZ SUD RETELE | DISTSR | SC DISTRIGAZ SUD RETELE SRL | DSO | CRAIOVA | Dolj | 2.5 | 4 | 0.010587 | 600000
exit | SM-AM008 | Craiova | SM0209D2 | FORD CRAIOVA CASNICI | VSM08 | DISTRIGAZ SUD RETELE | DISTSR | SC DISTRIGAZ SUD RETELE SRL | DSO | CRAIOVA | Dolj | 2.5 | 4 | 0.010587 | 168000
exit | SM-AM009 | Targu Jiu | SM0083D0 | SC AVICOLA TG. JIU | VSM08 | DISTRIGAZ SUD RETELE | DISTSR | SC DISTRIGAZ SUD RETELE SRL | DSO | TG. JIU | Gorj | 2 | 4 | 0.010784 | 72000
exit | SM-AM009 | Targu Jiu | SM0191D3 | SC EUROTECROM BARSESTI | VSM08 | DISTRIGAZ SUD RETELE | DISTSR | SC DISTRIGAZ SUD RETELE SRL | DSO | BARSESTI | Gorj | 1 | 1.5 | 0.010784 | 24000
exit | SM-AM009 | Targu Jiu | SM0196D0 | TARGU JIU DRAGOIENI | VSM08 | DISTRIGAZ SUD RETELE | DISTSR | SC DISTRIGAZ SUD RETELE SRL | DSO | TG.JIU | Gorj | 2 | 5 | 0.010784 | 1584000
exit | SM-AM009 | Targu Jiu | SM0197D0 | VADENI | VSM08 | DISTRIGAZ SUD RETELE | DISTSR | SC DISTRIGAZ SUD RETELE SRL | DSO | TG.JIU | Gorj | 2 | 3.5 | 0.010784 | 240000
exit | SM-AM009 | Targu Jiu | SM0203D0 | BALESTI | VSM08 | DISTRIGAZ SUD RETELE | DISTSR | SC DISTRIGAZ SUD RETELE SRL | DSO | BALESTI | Gorj | 1 | 1.8 | 0.010784 | 28800
exit | SM-AM010 | Alba Iulia | SM0278D0 | ALBA IULIA I - PORTELANUL | VSM10 | E.ON GAZ DISTRIBUTIE | EGDTGM | DELGAZ GRID SA | DSO | ALBA IULIA | Alba | 0.8 | 2 | 0.01054 | 480000
exit | SM-AM010 | Alba Iulia | SM0279D0 | ALBA IULIA II - BARABANT | VSM10 | E.ON GAZ DISTRIBUTIE | EGDTGM | DELGAZ GRID SA | DSO | BARABANT | Alba | 0.8 | 1.8 | 0.01054 | 240000
exit | SM-AM010 | Alba Iulia | SM0299D0 | ALBA IULIA III - MICESTI | VSM10 | E.ON GAZ DISTRIBUTIE | EGDTGM | DELGAZ GRID SA | DSO | MICESTI | Alba | 0.8 | 2 | 0.01054 | 120000
exit | SM-AM011 | Bacau | SM0443D0 | BACAU I | VSM10 | E.ON GAZ DISTRIBUTIE | EGDTGM | DELGAZ GRID SA | DSO | BACAU | Bacau | 1.9 | 5 | 0.010655 | 1320000
exit | SM-AM011 | Bacau | SM0507D2 | BACAU II | VSM10 | E.ON GAZ DISTRIBUTIE | EGDTGM | DELGAZ GRID SA | DSO | BACAU | Bacau | 1.2 | 2.2 | 0.010655 | 189600
exit | SM-AM012 | Baia Mare | SM0214D0 | BAIA MARE III | VSM10 | E.ON GAZ DISTRIBUTIE | EGDTGM | DELGAZ GRID SA | DSO | BAIA MARE | Maramures | 0.8 | 2 | 0.01053 | 240000
exit | SM-AM012 | Baia Mare | SM0566D1 | BAIA MARE I | VSM10 | E.ON GAZ DISTRIBUTIE | EGDTGM | DELGAZ GRID SA | DSO | BAIA MARE | Maramures | 0.8 | 2 | 0.01053 | 600000
exit | SM-AM012 | Baia Mare | SM0566D2 | BAIA MARE II | VSM10 | E.ON GAZ DISTRIBUTIE | EGDTGM | DELGAZ GRID SA | DSO | BAIA MARE | Maramures | 0.8 | 2 | 0.01053 | 600000
exit | SM-AM013 | Boian | SM0626D0 | BOIAN | VSM10 | E.ON GAZ DISTRIBUTIE | EGDTGM | DELGAZ GRID SA | DSO | BOIAN | Cluj | 1.8 | 2 | 0.010586 | 9600
exit | SM-AM013 | Boian | SM0627D0 | HODAI BOIAN | VSM10 | E.ON GAZ DISTRIBUTIE | EGDTGM | DELGAZ GRID SA | DSO | HODAI-BOIAN | Cluj | 0.8 | 2 | 0.010586 | 4800
exit | SM-AM014 | Carei | SM0588D1 | CAREI III | VSM10 | E.ON GAZ DISTRIBUTIE | EGDTGM | DELGAZ GRID SA | DSO | CAREI | Satu Mare | 0.8 | 1 | 0.010437 | 36000
exit | SM-AM014 | Carei | SM0589D0 | CAREI I | VSM10 | E.ON GAZ DISTRIBUTIE | EGDTGM | DELGAZ GRID SA | DSO | CAREI | Satu Mare | 0.8 | 2 | 0.010437 | 240000
exit | SM-AM014 | Carei | SM1271D0 | CAREI V | VSM10 | E.ON GAZ DISTRIBUTIE | EGDTGM | DELGAZ GRID SA | DSO | CAREI | Satu Mare | 1 | 6 | 0.010437 | 160800
exit | SM-AM015 | Ceanu Mare | SM0630D0 | CEANU MARE | VSM10 | E.ON GAZ DISTRIBUTIE | EGDTGM | DELGAZ GRID SA | DSO | CEANU MARE | Cluj | 0.8 | 2 | 0.010564 | 42000
exit | SM-AM015 | Ceanu Mare | SM0631D0 | CEANU MARE - CATUN | VSM10 | E.ON GAZ DISTRIBUTIE | EGDTGM | DELGAZ GRID SA | DSO | CEANU MARE | Cluj | 0.8 | 2 | 0.010564 | 2400
exit | SM-AM016 | Cerghizel | SM0706D0 | CERGHIZEL I GRUI | VSM10 | E.ON GAZ DISTRIBUTIE | EGDTGM | DELGAZ GRID SA | DSO | GRUI | Mures | 1 | 1.4 | 0.010515 | 12000
exit | SM-AM016 | Cerghizel | SM0707D0 | CERGHIZEL II TAU | VSM10 | E.ON GAZ DISTRIBUTIE | EGDTGM | DELGAZ GRID SA | DSO | CERGHIZEL | Mures | 1 | 1.4 | 0.010515 | 12000
exit | SM-AM017 | Chisineu Cris | SM0312D0 | ALCOA CHISINEU-CRIS II | VSM10 | E.ON GAZ DISTRIBUTIE | EGDTGM | DELGAZ GRID SA | DSO | CHISINEU-CRIS | Arad | 1.2 | 2 | 0.010655 | 52800
exit | SM-AM017 | Chisineu Cris | SM0356D0 | SC MARICOM CHISINEU-CRIS III | VSM10 | E.ON GAZ DISTRIBUTIE | EGDTGM | DELGAZ GRID SA | DSO | CHISINEU-CRIS | Arad | 0.04 | 0.06 | 0.010655 | 1512
exit | SM-AM017 | Chisineu Cris | SM0357D0 | CHISINEU-CRIS I | VSM10 | E.ON GAZ DISTRIBUTIE | EGDTGM | DELGAZ GRID SA | DSO | CHISINEU-CRIS | Arad | 1 | 2 | 0.010655 | 52800
exit | SM-AM018 | Cisnadie | SM0726D0 | CISNADIE | VSM10 | E.ON GAZ DISTRIBUTIE | EGDTGM | DELGAZ GRID SA | DSO | CISNADIE | Sibiu | 0.8 | 1.2 | 0.010437 | 120000
exit | SM-AM018 | Cisnadie | SM0727D0 | CISNADIE II (SEVIS) | VSM10 | E.ON GAZ DISTRIBUTIE | EGDTGM | DELGAZ GRID SA | DSO | CISNADIE | Sibiu | 1.2 | 1.8 | 0.010437 | 24000
exit | SM-AM018 | Cisnadie | SM1220D0 | CISNADIE III | VSM10 | E.ON GAZ DISTRIBUTIE | EGDTGM | DELGAZ GRID SA | DSO | CISNADIE | Sibiu | 1.2 | 1.8 | 0.010437 | 7000
exit | SM-AM019 | Cluj | SM0629D0 | CLUJ II | VSM10 | E.ON GAZ DISTRIBUTIE | EGDTGM | DELGAZ GRID SA | DSO | CLUJ | Cluj | 1.3 | 2 | 0.010592 | 720000
exit | SM-AM019 | Cluj | SM0637D0 | CLUJ I | VSM10 | E.ON GAZ DISTRIBUTIE | EGDTGM | DELGAZ GRID SA | DSO | CLUJ | Cluj | 1.5 | 2 | 0.010592 | 1680000
exit | SM-AM019 | Cluj | SM1170D0 | GILAU | VSM10 | E.ON GAZ DISTRIBUTIE | EGDTGM | DELGAZ GRID SA | DSO | GILAU | Cluj | 2 | 3 | 0.010592 | 2160000
exit | SM-AM020 | Cornatel | SM0247D0 | CORNATEL MOARA | VSM10 | E.ON GAZ DISTRIBUTIE | EGDTGM | DELGAZ GRID SA | DSO | CORNATEL | Sibiu | 1.2 | 1.8 | 0.010437 | 240
exit | SM-AM020 | Cornatel | SM0795D0 | CORNATEL | VSM10 | E.ON GAZ DISTRIBUTIE | EGDTGM | DELGAZ GRID SA | DSO | CORNATEL | Sibiu | 1.2 | 1.8 | 0.010437 | 7000
exit | SM-AM021 | Dej | SM0545D0 | DEJ I | VSM10 | E.ON GAZ DISTRIBUTIE | EGDTGM | DELGAZ GRID SA | DSO | DEJ | Cluj | 1.5 | 2 | 0.010514 | 240000
exit | SM-AM021 | Dej | SM0546D1 | DEJ II ORAS | VSM10 | E.ON GAZ DISTRIBUTIE | EGDTGM | DELGAZ GRID SA | DSO | DEJ | Cluj | 1.5 | 2 | 0.010514 | 96000
exit | SM-AM021 | Dej | SM0546D2 | DEJ II INDUSTRIE | VSM10 | E.ON GAZ DISTRIBUTIE | EGDTGM | DELGAZ GRID SA | DSO | DEJ | Cluj | 3 | 4 | 0.010514 | 192000
exit | SM-AM022 | Ganesti | SM0662D0 | GANESTI | VSM10 | E.ON GAZ DISTRIBUTIE | EGDTGM | DELGAZ GRID SA | DSO | GANESTI | Mures | 0.6 | 2 | 0.010507 | 28800
exit | SM-AM022 | Ganesti | SM0664D0 | GANESTI -SEUCA | VSM10 | E.ON GAZ DISTRIBUTIE | EGDTGM | DELGAZ GRID SA | DSO | SEUCA | Mures | 0.6 | 2 | 0.010507 | 7200
exit | SM-AM023 | Gura Humorului | SM0486D0 | GURA HUMORULUI | VSM10 | E.ON GAZ DISTRIBUTIE | EGDTGM | DELGAZ GRID SA | DSO | GURA HUMORULUI | Suceava | 0.9 | 1.9 | 0.010712 | 120000
exit | SM-AM023 | Gura Humorului | SM0487D0 | GURA HUMORULUI IZVORU | VSM10 | E.ON GAZ DISTRIBUTIE | EGDTGM | DELGAZ GRID SA | DSO | GURA HUMORULUI | Suceava | 0.8 | 1.2 | 0.010712 | 28800
exit | SM-AM024 | Iacobeni | SM0633D0 | IACOBENI MOARA | VSM10 | E.ON GAZ DISTRIBUTIE | EGDTGM | DELGAZ GRID SA | DSO | IACOBENI | Cluj | 0.8 | 2 | 0.01052 | 4800
exit | SM-AM024 | Iacobeni | SM0634D0 | IACOBENI | VSM10 | E.ON GAZ DISTRIBUTIE | EGDTGM | DELGAZ GRID SA | DSO | IACOBENI | Cluj | 0.8 | 2 | 0.01052 | 9600
exit | SM-AM025 | Iasi | SM0482D0 | IASI I | VSM10 | E.ON GAZ DISTRIBUTIE | EGDTGM | DELGAZ GRID SA | DSO | IASI | Iasi | 2 | 3 | 0.010811 | 2400000
exit | SM-AM025 | Iasi | SM0483D1 | IASI II FORTUS | VSM10 | E.ON GAZ DISTRIBUTIE | EGDTGM | DELGAZ GRID SA | DSO | IASI | Iasi | 2 | 2.2 | 0.010811 | 240000
exit | SM-AM026 | Medias | SM0857D0 | MEDIAS I | VSM10 | E.ON GAZ DISTRIBUTIE | EGDTGM | DELGAZ GRID SA | DSO | MEDIAS | Sibiu | 2.2 | 2.6 | 0.01047 | 1080000
exit | SM-AM026 | Medias | SM0858D0 | MEDIAS II | VSM10 | E.ON GAZ DISTRIBUTIE | EGDTGM | DELGAZ GRID SA | DSO | MEDIAS | Sibiu | 2.2 | 2.6 | 0.01047 | 768000
exit | SM-AM027 | Miercurea Sibiului | SM0132D0 | MIERCUREA SIBIULUI I | VSM10 | E.ON GAZ DISTRIBUTIE | EGDTGM | DELGAZ GRID SA | DSO | MIERCUREA SIBIULUI | Sibiu | 1.2 | 1.8 | 0.010464 | 15600
exit | SM-AM027 | Miercurea Sibiului | SM0369D0 | MIERCUREA SIBIULUI II | VSM10 | E.ON GAZ DISTRIBUTIE | EGDTGM | DELGAZ GRID SA | DSO | MIERCUREA SIBIULUI | Sibiu | 0.8 | 2 | 0.010464 | 14400
exit | SM-AM028 | Moinesti | SM0437D0 | MOINESTI II VASAIESTI | VSM10 | E.ON GAZ DISTRIBUTIE | EGDTGM | DELGAZ GRID SA | DSO | MOINESTI | Bacau | 0.5 | 1.5 | 0.010628 | 24000
exit | SM-AM028 | Moinesti | SM0440D0 | MOINESTI I DEALU MARE | VSM10 | E.ON GAZ DISTRIBUTIE | EGDTGM | DELGAZ GRID SA | DSO | MOINESTI | Bacau | 1.5 | 3 | 0.010628 | 240000
exit | SM-AM029 | Orastie | SM0295D0 | ORASTIE I CHIMICA | VSM10 | E.ON GAZ DISTRIBUTIE | EGDTGM | DELGAZ GRID SA | DSO | ORASTIE | Hunedoara | 1.5 | 3 | 0.010527 | 120000
exit | SM-AM029 | Orastie | SM0296D0 | ORASTIE II | VSM10 | E.ON GAZ DISTRIBUTIE | EGDTGM | DELGAZ GRID SA | DSO | ORASTIE | Hunedoara | 0.8 | 1.8 | 0.010527 | 120000
exit | SM-AM030 | Pascani | SM0473D0 | PASCANI I SODOMENI | VSM10 | E.ON GAZ DISTRIBUTIE | EGDTGM | DELGAZ GRID SA | DSO | PASCANI | Iasi | 0.6 | 2 | 0.010811 | 72000
exit | SM-AM030 | Pascani | SM0474D0 | PASCANI II | VSM10 | E.ON GAZ DISTRIBUTIE | EGDTGM | DELGAZ GRID SA | DSO | PASCANI | Iasi | 2 | 2.5 | 0.010811 | 360000
exit | SM-AM031 | Piatra Neamt | SM0453D0 | PIATRA NEAMT I | VSM10 | E.ON GAZ DISTRIBUTIE | EGDTGM | DELGAZ GRID SA | DSO | PIATRA NEAMT | Neamt | 1.5 | 5 | 0.011153 | 984000
exit | SM-AM031 | Piatra Neamt | SM0454D0 | PIATRA NEAMT II | VSM10 | E.ON GAZ DISTRIBUTIE | EGDTGM | DELGAZ GRID SA | DSO | PIATRA NEAMT | Neamt | 1.5 | 5 | 0.011153 | 720000
exit | SM-AM031 | Piatra Neamt | SM1137D0 | PIATRA NEAMT III | VSM10 | E.ON GAZ DISTRIBUTIE | EGDTGM | DELGAZ GRID SA | DSO | PIATRA NEAMT | Neamt | 0.5 | 1.5 | 0.011153 | 24000
exit | SM-AM032 | Piscolt | SM0594D0 | PISCOLT | VSM10 | E.ON GAZ DISTRIBUTIE | EGDTGM | DELGAZ GRID SA | DSO | PISCOLT | Satu Mare | 0.8 | 2 | 0.010435 | 52800
exit | SM-AM032 | Piscolt | SM1085D0 | PISCOLT II | VSM10 | E.ON GAZ DISTRIBUTIE | EGDTGM | DELGAZ GRID SA | DSO | PISCOLT | Satu Mare | 1 | 4 | 0.010435 | 72000
exit | SM-AM033 | Sasar | SM0578D0 | SASAR II (RECEA) | VSM10 | E.ON GAZ DISTRIBUTIE | EGDTGM | DELGAZ GRID SA | DSO | BAIA MARE | Maramures | 0.8 | 1.5 | 0.01053 | 2400
exit | SM-AM033 | Sasar | SM0582D0 | SASAR I | VSM10 | E.ON GAZ DISTRIBUTIE | EGDTGM | DELGAZ GRID SA | DSO | SASAR | Maramures | 0.8 | 1.2 | 0.01053 | 28800
exit | SM-AM034 | Satu Mare | SM0585D1 | SATU MARE I | VSM10 | E.ON GAZ DISTRIBUTIE | EGDTGM | DELGAZ GRID SA | DSO | SATU MARE | Satu Mare | 1 | 2 | 0.010593 | 480000
exit | SM-AM034 | Satu Mare | SM0585D2 | SATU MARE II | VSM10 | E.ON GAZ DISTRIBUTIE | EGDTGM | DELGAZ GRID SA | DSO | SATU MARE | Satu Mare | 1 | 2 | 0.010593 | 360000
exit | SM-AM034 | Satu Mare | SM0898D0 | SATU MARE III | VSM10 | E.ON GAZ DISTRIBUTIE | EGDTGM | DELGAZ GRID SA | DSO | SATU MARE | Satu Mare | 1 | 2 | 0.010593 | 480000
exit | SM-AM035 | Savinesti | SM0448D4 | SAVINESTI DIVERSI | VSM10 | E.ON GAZ DISTRIBUTIE | EGDTGM | DELGAZ GRID SA | DSO | SAVINESTI | Neamt | 0.8 | 2 | 0.011514 | 7680
exit | SM-AM035 | Savinesti | SM0448D5 | SAVINESTI | VSM10 | E.ON GAZ DISTRIBUTIE | EGDTGM | DELGAZ GRID SA | DSO | SAVINESTI | Neamt | 0.8 | 2 | 0.011514 | 8400
exit | SM-AM036 | Sibiu | SM0720D0 | SIBIU I | VSM10 | E.ON GAZ DISTRIBUTIE | EGDTGM | DELGAZ GRID SA | DSO | SIBIU | Sibiu | 1.5 | 1.7 | 0.010452 | 840000
exit | SM-AM036 | Sibiu | SM0721D0 | SIBIU II | VSM10 | E.ON GAZ DISTRIBUTIE | EGDTGM | DELGAZ GRID SA | DSO | SIBIU | Sibiu | 1.2 | 1.8 | 0.010452 | 840000
exit | SM-AM036 | Sibiu | SM0921D0 | SIBIU III | VSM10 | E.ON GAZ DISTRIBUTIE | EGDTGM | DELGAZ GRID SA | DSO | SIBIU | Sibiu | 1.5 | 1.8 | 0.010452 | 720000
exit | SM-AM037 | Sighisoara | SM0835D0 | SIGHISOARA I | VSM10 | E.ON GAZ DISTRIBUTIE | EGDTGM | DELGAZ GRID SA | DSO | SIGHISOARA | Mures | 1.2 | 2.2 | 0.010478 | 295200
exit | SM-AM037 | Sighisoara | SM0836D0 | SIGHISOARA II | VSM10 | E.ON GAZ DISTRIBUTIE | EGDTGM | DELGAZ GRID SA | DSO | SIGHISOARA | Mures | 1.1 | 2.2 | 0.010478 | 480000
exit | SM-AM038 | Slanic Moldova | SM0424D0 | SLANIC MOLDOVA-SAT | VSM10 | E.ON GAZ DISTRIBUTIE | EGDTGM | DELGAZ GRID SA | DSO | SLANIC MOLDOVA | Bacau | 0.6 | 2 | 0.010673 | 12000
exit | SM-AM038 | Slanic Moldova | SM0425D0 | SLANIC MOLDOVA | VSM10 | E.ON GAZ DISTRIBUTIE | EGDTGM | DELGAZ GRID SA | DSO | SLANIC MOLDOVA | Bacau | 0.8 | 1.8 | 0.010673 | 52800
exit | SM-AM039 | Targu Mures | SM0676D3 | TARGU MURES I AZOMURES | VSM10 | E.ON GAZ DISTRIBUTIE | EGDTGM | DELGAZ GRID SA | DSO | TG. MURES | Mures | 1.1 | 1.5 | 0.010487 | 998400
exit | SM-AM039 | Targu Mures | SM0679D0 | TARGU MURES II CORUNCA | VSM10 | E.ON GAZ DISTRIBUTIE | EGDTGM | DELGAZ GRID SA | DSO | CORUNCA | Mures | 1.1 | 1.5 | 0.010487 | 840000
exit | SM-AM039 | Targu Mures | SM0680D0 | TARGU MURES III SANGEORGIU DE | VSM10 | E.ON GAZ DISTRIBUTIE | EGDTGM | DELGAZ GRID SA | DSO | SANGEORGIU DE MURES | Mures | 0.9 | 1.2 | 0.010487 | 120000
exit | SM-AM040 | Tarnava | SM0859D0 | TARNAVA | VSM10 | E.ON GAZ DISTRIBUTIE | EGDTGM | DELGAZ GRID SA | DSO | TARNAVA | Sibiu | 1.1 | 1.5 | 0.010483 | 15000
exit | SM-AM040 | Tarnava | SM0865D0 | TARNAVA SOMARD | VSM10 | E.ON GAZ DISTRIBUTIE | EGDTGM | DELGAZ GRID SA | DSO | TARNAVA | Sibiu | 1 | 1.5 | 0.010483 | 3840
exit | SM-AM041 | Timisoara | SM0294D0 | DUMBRAVITA TM | VSM10 | E.ON GAZ DISTRIBUTIE | EGDTGM | DELGAZ GRID SA | DSO | DUMBRAVITA | Timis | 1 | 1.8 | 0.010618 | 120000
exit | SM-AM041 | Timisoara | SM0334D0 | TIMISOARA I | VSM10 | E.ON GAZ DISTRIBUTIE | EGDTGM | DELGAZ GRID SA | DSO | TIMISOARA | Timis | 1 | 1.8 | 0.010618 | 2400000
exit | SM-AM041 | Timisoara | SM0338D0 | TIMISOARA III | VSM10 | E.ON GAZ DISTRIBUTIE | EGDTGM | DELGAZ GRID SA | DSO | TIMISOARA | Timis | 1 | 1.8 | 0.010618 | 720000
exit | SM-AM041 | Timisoara | SM1168D0 | DUMBRAVITA II | VSM10 | E.ON GAZ DISTRIBUTIE | EGDTGM | DELGAZ GRID SA | DSO | DUMBRAVITA | Timis | 1.2 | 2 | 0.010618 | 720000
exit | SM-AM042 | Turda | SM0615D0 | TURDA | VSM10 | E.ON GAZ DISTRIBUTIE | EGDTGM | DELGAZ GRID SA | DSO | TURDA | Cluj | 1.5 | 3 | 0.010576 | 2880000
exit | SM-AM042 | Turda | SM0640D0 | TURDA - COPACENI | VSM10 | E.ON GAZ DISTRIBUTIE | EGDTGM | DELGAZ GRID SA | DSO | COPACENI | Cluj | 1 | 2 | 0.010576 | 48000
exit | SM-AM043 | Arad | SM0349D0 | ARAD I | VSM10 | E.ON GAZ DISTRIBUTIE | EGDTGM | DELGAZ GRID SA | DSO | ARAD | Arad | 1.5 | 2.5 | 0.01065 | 888000
exit | SM-AM043 | Arad | SM1268D0 | ARAD IV (CARTIER GRADISTE) | VSM10 | E.ON GAZ DISTRIBUTIE | EGDTGM | DELGAZ GRID SA | DSO | ARAD | Arad | 1.5 | 2.5 | 0.01065 | 120000
exit | SM-AM044 | ZALAU | SM0555D0 | ZALAU I | VSM10 | E.ON GAZ DISTRIBUTIE | EGDTGM | DELGAZ GRID SA | DSO | ZALAU | Salaj | 1.5 | 2 | 0.010616 | 480000
exit | SM-AM044 | ZALAU | SM1270D0 | ZALAU II | VSM10 | E.ON GAZ DISTRIBUTIE | EGDTGM | DELGAZ GRID SA | DSO | ZALAU | Salaj | 1.3 | 2.4 | 0.010616 | 192000
exit | SM-AM045 | CAMPINA | SM0090D1 | CAMPINA | VSM08 | DISTRIGAZ SUD RETELE | DISTSR | SC DISTRIGAZ SUD RETELE SRL | DSO | CAMPINA | Prahova | 0.8 | 2 | 0.010737 | 312000
exit | SM-AM045 | CAMPINA | SM0090D2 | CAMPINA INDUSTRIE | VSM08 | DISTRIGAZ SUD RETELE | DISTSR | SC DISTRIGAZ SUD RETELE SRL | DSO | CAMPINA | Prahova | 0.8 | 2 | 0.010737 | 240000
exit | SM-AM046 | MIROSLAVA | SM0480D3 | BRATULENI - VOROVESTI | VSM12 | GAZMIR | GAZMIR | SC GAZMIR IASI SRL | DSO | IASI | Iasi | 0.8 | 2 | 0.010811 | 14400
exit | SM-AM046 | MIROSLAVA | SM0483D3 | MIROSLAVA | VSM12 | GAZMIR | GAZMIR | SC GAZMIR IASI SRL | DSO | MIROSLAVA | Iasi | 0.8 | 2 | 0.010811 | 14400
exit | SM-AM200 | CRACIUNELU DE JOS | SM0271D0 | BUCERDEA GRANOASA | VSM10 | E.ON GAZ DISTRIBUTIE | EGDTGM | DELGAZ GRID SA | DSO | BUCERDEA GRANOASA | Alba | 0.6 | 2 | 0.01053 | 12000
exit | SM-AM200 | CRACIUNELU DE JOS | SM0272D0 | CRACIUNELU DE JOS | VSM10 | E.ON GAZ DISTRIBUTIE | EGDTGM | DELGAZ GRID SA | DSO | CRACIUNELU DE JOS | Alba | 0.6 | 2 | 0.01053 | 12000
exit | SM-AM201 | ALEXANDRU CEL BUN | SM0455D0 | BISTRITA NT | VSM10 | E.ON GAZ DISTRIBUTIE | EGDTGM | DELGAZ GRID SA | DSO | BISTRITA NT | Neamt | 1 | 2 | 0.011157 | 28800
exit | SM-AM201 | ALEXANDRU CEL BUN | SM1052D0 | VADURI | VSM10 | E.ON GAZ DISTRIBUTIE | EGDTGM | DELGAZ GRID SA | DSO | VADURI | Neamt | 0.8 | 1.8 | 0.011157 | 28800
exit | SM-AM202 | COMANESTI | SM0432D1 | COMANESTI | VSM10 | E.ON GAZ DISTRIBUTIE | EGDTGM | DELGAZ GRID SA | DSO | COMANESTI | Bacau | 0.8 | 2 | 0.010635 | 120000
exit | SM-AM202 | COMANESTI | SM1156D0 | COMANESTI II | VSM10 | E.ON GAZ DISTRIBUTIE | EGDTGM | DELGAZ GRID SA | DSO | COMANESTI | Bacau | 1.5 | 2 | 0.010635 | 36000
exit |  |  | SM0001D0 | ROMANESTI | VSM10 | E.ON GAZ DISTRIBUTIE | EGDTGM | DELGAZ GRID SA | DSO | ROMANESTI | Sibiu | 1.1 | 1.2 | 0.010461 | 6000
exit |  |  | SM0002D0 | PAUCEA | VSM10 | E.ON GAZ DISTRIBUTIE | EGDTGM | DELGAZ GRID SA | DSO | PAUCEA | Sibiu | 1 | 1.2 | 0.010462 | 9000
exit |  |  | SM0003D0 | BIERTAN | VSM10 | E.ON GAZ DISTRIBUTIE | EGDTGM | DELGAZ GRID SA | DSO | BIERTAN | Sibiu | 2 | 3.7 | 0.010461 | 28800
exit |  |  | SM0004D0 | RORA | VSM10 | E.ON GAZ DISTRIBUTIE | EGDTGM | DELGAZ GRID SA | DSO | RORA | Mures | 1 | 2 | 0.010532 | 4800
exit |  |  | SM0006D0 | ZAGAR | VSM10 | E.ON GAZ DISTRIBUTIE | EGDTGM | DELGAZ GRID SA | DSO | ZAGAR | Mures | 0.6 | 2 | 0.010455 | 5000
exit |  |  | SM0007D0 | SENEREUS | VSM10 | E.ON GAZ DISTRIBUTIE | EGDTGM | DELGAZ GRID SA | DSO | SENEREUS | Mures | 0.6 | 2 | 0.010457 | 5000
exit |  |  | SM0008D0 | VENCHI | VSM10 | E.ON GAZ DISTRIBUTIE | EGDTGM | DELGAZ GRID SA | DSO | SELEUS | Mures | 1 | 2 | 0.010541 | 12000
exit |  |  | SM0009D0 | COMISANI | VSM24 | PREMIER ENERGY | PTRMDG | SC PREMIER ENERGY SRL | DSO | COMISANI | Dimbovita | 1 | 2 | 0.01044 | 76800
exit |  |  | SM0011D1 | SC POMICOLA SAES |  |  | POMICS | SC POMICOLA SRL | DC | SAES | Mures | 0.2 | 1 | 0.010542 | 384
exit |  |  | SM0011D2 | SC PAGER SIGHISOARA |  |  | PAGERS | SC PAGER SRL | DC | SAES | Mures | 0.2 | 1 | 0.01047 | 600
exit |  |  | SM0013D0 | ORLESTI | VSM17 | GAZ SUD | GZSUDS | SC GAZ SUD SA | DSO | ORLESTI | Vilcea | 1 | 1.5 | 0.010897 | 72840
exit |  |  | SM0014D0 | RETIS | VSM10 | E.ON GAZ DISTRIBUTIE | EGDTGM | DELGAZ GRID SA | DSO | RETIS | Sibiu | 0.8 | 1.4 | 0.01053 | 6000
exit |  |  | SM0015D0 | RUJA | VSM10 | E.ON GAZ DISTRIBUTIE | EGDTGM | DELGAZ GRID SA | DSO | RUJA | Sibiu | 0.8 | 1.4 | 0.010573 | 4000
exit |  |  | SM0016D0 | PENITENCIAR CODLEA-CPPRCP RODBAV |  |  | BAIROT | PENITENCIAR CODLEA-CPPRP RODBAV | DC | ROTBAV | Brasov | 0.8 | 1.6 | 0.010547 | 960
exit |  |  | SM0017D0 | SONA BV | VSM08 | DISTRIGAZ SUD RETELE | DISTSR | SC DISTRIGAZ SUD RETELE SRL | DSO | SONA | Brasov | 0.8 | 1.6 | 0.010566 | 12000
exit |  |  | SM0018D0 | SC EUROPIG SERCAIA |  |  | EUROPG | SC EUROPIG SA | DC | SERCAIA | Brasov | 0.8 | 1.8 | 0.01022 | 16800
exit |  |  | SM0019D0 | SERCAIA | VSM08 | DISTRIGAZ SUD RETELE | DISTSR | SC DISTRIGAZ SUD RETELE SRL | DSO | SERCAIA | Brasov | 0.8 | 1.6 | 0.010214 | 12000
exit |  |  | SM0020D0 | MANDRA BV | VSM08 | DISTRIGAZ SUD RETELE | DISTSR | SC DISTRIGAZ SUD RETELE SRL | DSO | MANDRA | Brasov | 0.8 | 1.6 | 0.010215 | 28800
exit |  |  | SM0021D0 | VAD | VSM08 | DISTRIGAZ SUD RETELE | DISTSR | SC DISTRIGAZ SUD RETELE SRL | DSO | VAD | Brasov | 0.8 | 1.6 | 0.010215 | 12000
exit |  |  | SM0022D0 | PERSANI | VSM08 | DISTRIGAZ SUD RETELE | DISTSR | SC DISTRIGAZ SUD RETELE SRL | DSO | PERSANI | Brasov | 0.8 | 1.6 | 0.010224 | 3600
exit |  |  | SM0023D0 | GRID | VSM08 | DISTRIGAZ SUD RETELE | DISTSR | SC DISTRIGAZ SUD RETELE SRL | DSO | GRID | Brasov | 0.8 | 1.6 | 0.010216 | 12000
exit |  |  | SM0024D0 | VENETIA | VSM08 | DISTRIGAZ SUD RETELE | DISTSR | SC DISTRIGAZ SUD RETELE SRL | DSO | VENETIA | Brasov | 0.8 | 1.6 | 0.010219 | 12000
exit |  |  | SM0025D0 | COMANA | VSM08 | DISTRIGAZ SUD RETELE | DISTSR | SC DISTRIGAZ SUD RETELE SRL | DSO | COMANA | Brasov | 0.8 | 1.6 | 0.010215 | 52800
exit |  |  | SM0026D1 | SC CRH CIMENT (ROMANIA) HOGHIZ |  |  | LAFARH | SC CRH CIMENT (ROMANIA) SA | DC | HOGHIZ | Brasov | 0.8 | 3.5 | 0.010248 | 168000
exit |  |  | SM0026D2 | HOGHIZ | VSM08 | DISTRIGAZ SUD RETELE | DISTSR | SC DISTRIGAZ SUD RETELE SRL | DSO | HOGHIZ | Brasov | 0.8 | 1.6 | 0.010216 | 72000
exit |  |  | SM0027D0 | COCIU | VSM10 | E.ON GAZ DISTRIBUTIE | EGDTGM | DELGAZ GRID SA | DSO | COCIU | Bistrita-Nasaud | 0.8 | 1.5 | 0.010517 | 52800
exit |  |  | SM0028D0 | RUPEA | VSM08 | DISTRIGAZ SUD RETELE | DISTSR | SC DISTRIGAZ SUD RETELE SRL | DSO | RUPEA | Brasov | 0.8 | 1.6 | 0.010215 | 120000
exit |  |  | SM0029D0 | HOMOROD | VSM08 | DISTRIGAZ SUD RETELE | DISTSR | SC DISTRIGAZ SUD RETELE SRL | DSO | HOMOROD | Brasov | 2.2 | 3.2 | 0.010213 | 81600
exit |  |  | SM0030D0 | BUNESTI | VSM08 | DISTRIGAZ SUD RETELE | DISTSR | SC DISTRIGAZ SUD RETELE SRL | DSO | BUNESTI | Brasov | 0.8 | 1.6 | 0.010218 | 28800
exit |  |  | SM0031D0 | FISER | VSM08 | DISTRIGAZ SUD RETELE | DISTSR | SC DISTRIGAZ SUD RETELE SRL | DSO | FISER | Brasov | 0.8 | 1.6 | 0.010215 | 28800
exit |  |  | SM0032D0 | OHABA | VSM08 | DISTRIGAZ SUD RETELE | DISTSR | SC DISTRIGAZ SUD RETELE SRL | DSO | OHABA | Brasov | 0.8 | 1.8 | 0.010576 | 28800
exit |  |  | SM0033D0 | COADA IZVORULUI | VSM08 | DISTRIGAZ SUD RETELE | DISTSR | SC DISTRIGAZ SUD RETELE SRL | DSO | COADA IZVORULUI | Prahova | 0.5 | 1.5 | 0.010297 | 6000
exit |  |  | SM0034D0 | ANRS UT 430 SINCA |  |  | ANRSUT | ANRSPS UNITATEA TERITORIALA 430 SINCA | DC | SINCA VECHE | Brasov | 0.8 | 1.8 | 0.010513 | 3600
exit |  |  | SM0035D0 | PASAREA | VSM08 | DISTRIGAZ SUD RETELE | DISTSR | SC DISTRIGAZ SUD RETELE SRL | DSO | PASAREA | Ilfov | 1 | 1.5 | 0.010857 | 12000
exit |  |  | SM0036D0 | SC CALCAR CODLEA |  |  | CALCAR | SC CALCARUL CODLEA SRL | DC | CODLEA | Brasov | 0.8 | 1.8 | 0.010231 | 72000
exit |  |  | SM0037D0 | SUCUTARD | VSM10 | E.ON GAZ DISTRIBUTIE | EGDTGM | DELGAZ GRID SA | DSO | SUCUTARD | Cluj | 1 | 1.5 | 0.010508 | 12000
exit |  |  | SM0038D0 | DUMBRAVITA BV | VSM08 | DISTRIGAZ SUD RETELE | DISTSR | SC DISTRIGAZ SUD RETELE SRL | DSO | VLADENI | Brasov | 0.8 | 1.8 | 0.010218 | 52800
exit |  |  | SM0039D0 | CODLEA | VSM08 | DISTRIGAZ SUD RETELE | DISTSR | SC DISTRIGAZ SUD RETELE SRL | DSO | CODLEA | Brasov | 2 | 3 | 0.010554 | 240000
exit |  |  | SM0040D0 | CNU FELDIOARA |  |  | CNUFLD | COMP NAT A URANIULUI SA BUC SUC FELDIOAR | DC | FELDIOARA | Brasov | 0.8 | 1.8 | 0.010541 | 120000
exit |  |  | SM0041D0 | HALCHIU | VSM08 | DISTRIGAZ SUD RETELE | DISTSR | SC DISTRIGAZ SUD RETELE SRL | DSO | HALCHIU | Brasov | 0.7 | 1.2 | 0.010565 | 52800
exit |  |  | SM0042D1 | SC ANTREPRIZA SFECLA BOD |  |  | ZAHBOD | SC ANTREPRIZA SFECLA BOD SRL | DC | BOD | Brasov | 0.8 | 1.8 | 0.01055 | 240000
exit |  |  | SM0042D2 | BOD MENAJ | VSM08 | DISTRIGAZ SUD RETELE | DISTSR | SC DISTRIGAZ SUD RETELE SRL | DSO | BOD | Brasov | 1.8 | 3 | 0.010629 | 52800
exit |  |  | SM0043D0 | CATCAU | VSM10 | E.ON GAZ DISTRIBUTIE | EGDTGM | DELGAZ GRID SA | DSO | CATCAU | Cluj | 1 | 2 | 0.010504 | 28800
exit |  |  | SM0044D0 | BOD | VSM08 | DISTRIGAZ SUD RETELE | DISTSR | SC DISTRIGAZ SUD RETELE SRL | DSO | BOD | Brasov | 0.8 | 1.8 | 0.010556 | 52800
exit |  |  | SM0045D1 | GHIMBAV | VSM08 | DISTRIGAZ SUD RETELE | DISTSR | SC DISTRIGAZ SUD RETELE SRL | DSO | GHIMBAV | Brasov | 0.8 | 1.8 | 0.010598 | 120000
exit |  |  | SM0046D0 | CATINA | VSM06 | CPL CONCORDIA | CPLCNC | SC CPL CONCORDIA SRL | DSO | CATINA | Cluj | 1 | 1.5 | 0.010518 | 12000
exit |  |  | SM0048D0 | HARMAN | VSM08 | DISTRIGAZ SUD RETELE | DISTSR | SC DISTRIGAZ SUD RETELE SRL | DSO | HARMAN | Brasov | 0.8 | 1.8 | 0.010602 | 52800
exit |  |  | SM0049D0 | PREJMER | VSM08 | DISTRIGAZ SUD RETELE | DISTSR | SC DISTRIGAZ SUD RETELE SRL | DSO | PREJMER | Brasov | 0.8 | 1.8 | 0.010578 | 120000
exit |  |  | SM0050D2 | SANPETRU | VSM08 | DISTRIGAZ SUD RETELE | DISTSR | SC DISTRIGAZ SUD RETELE SRL | DSO | SANPETRU | Brasov | 0.8 | 1.8 | 0.010592 | 38400
exit |  |  | SM0051D0 | CISNADIOARA | VSM10 | E.ON GAZ DISTRIBUTIE | EGDTGM | DELGAZ GRID SA | DSO | CISNADIOARA | Sibiu | 1.2 | 1.8 | 0.010438 | 7000
exit |  |  | SM0053D1 | SC AVICOLA MAGURELE BRASOV |  |  | AVIMAG | SC AVICOLA BRASOV SA | DC | BRASOV | Brasov | 0.9 | 1.6 | 0.010601 | 18000
exit |  |  | SM0053D2 | SC INSTITUTUL PAJISTI BRASOV |  |  | PAJIBV | INST DE CER- DEZV PENTRU PAJISTI BRASOV | DC | MAGURELE | Brasov | 0.6 | 0.9 | 0.010553 | 1200
exit |  |  | SM0054D0 | POIANA BRASOV | VSM08 | DISTRIGAZ SUD RETELE | DISTSR | SC DISTRIGAZ SUD RETELE SRL | DSO | POIANA BRASOV | Brasov | 0.8 | 1.8 | 0.010595 | 120000
exit |  |  | SM0055D0 | CRISTIAN BV | VSM08 | DISTRIGAZ SUD RETELE | DISTSR | SC DISTRIGAZ SUD RETELE SRL | DSO | CRISTIAN | Brasov | 0.8 | 1.8 | 0.010588 | 120000
exit |  |  | SM0056D0 | VULCAN | VSM08 | DISTRIGAZ SUD RETELE | DISTSR | SC DISTRIGAZ SUD RETELE SRL | DSO | VULCAN | Brasov | 0.8 | 1.8 | 0.010589 | 52800
exit |  |  | SM0057D0 | BRAN | VSM08 | DISTRIGAZ SUD RETELE | DISTSR | SC DISTRIGAZ SUD RETELE SRL | DSO | BRAN | Brasov | 0.8 | 1.8 | 0.010594 | 120000
exit |  |  | SM0058D0 | TOHANU NOU | VSM08 | DISTRIGAZ SUD RETELE | DISTSR | SC DISTRIGAZ SUD RETELE SRL | DSO | TOHANUL NOU | Brasov | 0.8 | 1.6 | 0.010617 | 28800
exit |  |  | SM0059D0 | TOHAN ZARNESTI | VSM08 | DISTRIGAZ SUD RETELE | DISTSR | SC DISTRIGAZ SUD RETELE SRL | DSO | TOHAN ZARNESTI | Brasov | 0.7 | 1.4 | 0.010596 | 240000
exit |  |  | SM0060D0 | SC CONDMAG RASNOV |  |  | CONDRS | SC CONDMAG SA | DC | RASNOV | Brasov | 0.4 | 1.2 | 0.010601 | 2400
exit |  |  | SM0061D0 | CABANA CHEIA RASNOV | VSM08 | DISTRIGAZ SUD RETELE | DISTSR | SC DISTRIGAZ SUD RETELE SRL | DSO | RASNOV | Brasov | 0.8 | 1.8 | 0.010619 | 2400
exit |  |  | SM0062D0 | RASNOV | VSM08 | DISTRIGAZ SUD RETELE | DISTSR | SC DISTRIGAZ SUD RETELE SRL | DSO | RASNOV | Brasov | 0.9 | 1.4 | 0.010595 | 192000
exit |  |  | SM0063D0 | COTNARI | VSM13 | GAZ NORD EST | GAZNEH | SC GAZ NORD EST SA | DSO | COTNARI | Iasi | 0.5 | 1 | 0.010793 | 52800
exit |  |  | SM0064D0 | PARAUL RECE | VSM08 | DISTRIGAZ SUD RETELE | DISTSR | SC DISTRIGAZ SUD RETELE SRL | DSO | PARIUL RECE | Brasov | 0.8 | 1.8 | 0.01059 | 12000
exit |  |  | SM0065D0 | SANATORIU PREDEAL | VSM08 | DISTRIGAZ SUD RETELE | DISTSR | SC DISTRIGAZ SUD RETELE SRL | DSO | PREDEAL | Brasov | 0.8 | 1.8 | 0.010595 | 28800
exit |  |  | SM0066D0 | PREDEAL | VSM08 | DISTRIGAZ SUD RETELE | DISTSR | SC DISTRIGAZ SUD RETELE SRL | DSO | PREDEAL | Brasov | 1 | 2 | 0.010589 | 144000
exit |  |  | SM0067D0 | AZUGA | VSM08 | DISTRIGAZ SUD RETELE | DISTSR | SC DISTRIGAZ SUD RETELE SRL | DSO | AZUGA | Prahova | 1 | 1.8 | 0.010591 | 120000
exit |  |  | SM0069D0 | BUSTENI | VSM08 | DISTRIGAZ SUD RETELE | DISTSR | SC DISTRIGAZ SUD RETELE SRL | DSO | BUSTENI | Prahova | 2.5 | 3 | 0.010511 | 240000
exit |  |  | SM0070D0 | SC CABANA GURA DIHAM |  |  | CABGUD | SC GURA DIHAM SRL | DC | BUSTENI | Prahova | 0.8 | 1.8 | 0.010503 | 1200
exit |  |  | SM0071D0 | SINAIA | VSM08 | DISTRIGAZ SUD RETELE | DISTSR | SC DISTRIGAZ SUD RETELE SRL | DSO | SINAIA | Prahova | 0.8 | 1.8 | 0.01051 | 240000
exit |  |  | SM0072D0 | RAAPPS BUCURESTI SRP SINAIA - MARA |  |  | MARASI | RAAPPS BUCURESTI SRP SINAIA | DC | SINAIA | Prahova | 0.6 | 1.8 | 0.010508 | 12000
exit |  |  | SM0073D0 | SC COTA 1000 MOROIENI | VSM08 | DISTRIGAZ SUD RETELE | DISTSR | SC DISTRIGAZ SUD RETELE SRL | DSO | MOROIENI | Dimbovita | 0.8 | 1.8 | 0.010505 | 14400
exit |  |  | SM0074D0 | MOROIENI | VSM08 | DISTRIGAZ SUD RETELE | DISTSR | SC DISTRIGAZ SUD RETELE SRL | DSO | MOROIENI | Dimbovita | 0.8 | 1.8 | 0.010512 | 120000
exit |  |  | SM0075D0 | SANATORIU MOROIENI | VSM08 | DISTRIGAZ SUD RETELE | DISTSR | SC DISTRIGAZ SUD RETELE SRL | DSO | MOROIENI | Dimbovita | 0.8 | 1.8 | 0.010505 | 28800
exit |  |  | SM0076D0 | RUNCU | VSM08 | DISTRIGAZ SUD RETELE | DISTSR | SC DISTRIGAZ SUD RETELE SRL | DSO | RUNCU | Dimbovita | 0.8 | 1.8 | 0.010513 | 72000
exit |  |  | SM0077D4 | SC CARMEUSE HOLDING FIENI |  |  | CARMFI | SC CARMEUSE HOLDING SRL | DC | FIENI | Dimbovita | 2 | 4 | 0.010504 | 120000
exit |  |  | SM0078D0 | SC ROMTURINGIA CAMPULUNG |  |  | ROMTUR | SC ROMTURINGIA SRL | DC | CAMPULUNG | Arges | 0.5 | 1.2 | 0.010785 | 3840
exit |  |  | SM0080D0 | MARTINESTI | VSM10 | E.ON GAZ DISTRIBUTIE | EGDTGM | DELGAZ GRID SA | DSO | MARTINESTI | Cluj | 0.8 | 2 | 0.010586 | 12000
exit |  |  | SM0081D0 | POSADA | VSM08 | DISTRIGAZ SUD RETELE | DISTSR | SC DISTRIGAZ SUD RETELE SRL | DSO | POSADA | Prahova | 0.3 | 1.5 | 0.01053 | 8448
exit |  |  | SM0082D0 | ROSIORII DE VEDE | VSM17 | GAZ SUD | GZSUDS | SC GAZ SUD SA | DSO | ROSIORII DE VEDE | Teleorman | 1 | 2 | 0.010875 | 360000
exit |  |  | SM0084D1 | COMARNIC | VSM08 | DISTRIGAZ SUD RETELE | DISTSR | SC DISTRIGAZ SUD RETELE SRL | DSO | COMARNIC | Prahova | 0.9 | 2 | 0.010609 | 120000
exit |  |  | SM0084D2 | SC VULTURUL COMARNIC |  |  | VULTUR | SC VULTURUL SA | DC | COMARNIC | Prahova | 0.9 | 1.5 | 0.01056 | 21000
exit |  |  | SM0085D1 | BREAZA PH | VSM08 | DISTRIGAZ SUD RETELE | DISTSR | SC DISTRIGAZ SUD RETELE SRL | DSO | BREAZA DE SUS | Prahova | 0.8 | 2 | 0.010527 | 115200
exit |  |  | SM0085D2 | SC HIDROJET BREAZA |  |  | HDJBRZ | SC HIDROJET SA | DC | BREAZA | Prahova | 0.8 | 1.5 | 0.010525 | 21000
exit |  |  | SM0086D0 | TITESTI | VSM24 | PREMIER ENERGY | PTRMDG | SC PREMIER ENERGY SRL | DSO | TITESTI | Arges | 1.6 | 1.8 | 0.010853 | 52800
exit |  |  | SM0087D0 | SC IZVORUL RECE NISTORESTI |  |  | IZVORE | SC IZVORUL RECE PS SRL | DC | NISTORESTI | Prahova | 0.02 | 0.03 | 0.010607 | 384
exit |  |  | SM0088D0 | CORNU | VSM08 | DISTRIGAZ SUD RETELE | DISTSR | SC DISTRIGAZ SUD RETELE SRL | DSO | CORNU DE JOS | Prahova | 0.4 | 2 | 0.010648 | 46800
exit |  |  | SM0089D0 | POIANA CAMPINA | VSM08 | DISTRIGAZ SUD RETELE | DISTSR | SC DISTRIGAZ SUD RETELE SRL | DSO | POIANA CAMPINA | Prahova | 0.8 | 2 | 0.010638 | 60000
exit |  |  | SM0091D0 | SC PETROUTILAJ-3DRD POIANA CAMPINA |  |  | PTRUTJ | SC PETROUTILAJ-3DRD SRL | DC | POIANA CAMPINA | Prahova | 1.5 | 3 | 0.010716 | 7680
exit |  |  | SM0092D0 | BANESTI | VSM08 | DISTRIGAZ SUD RETELE | DISTSR | SC DISTRIGAZ SUD RETELE SRL | DSO | BANESTI | Prahova | 1.3 | 2.5 | 0.010782 | 72000
exit |  |  | SM0093D0 | SC VICTORIA FLORESTI |  |  | VICTFL | SC VICTORIA FLORESTI | DC | FLORESTI | Prahova | 0.5 | 1 | 0.010827 | 480000
exit |  |  | SM0094D0 | FLORESTI - BAICOI | VSM08 | DISTRIGAZ SUD RETELE | DISTSR | SC DISTRIGAZ SUD RETELE SRL | DSO | FLORESTI | Prahova | 0.5 | 2 | 0.010751 | 240000
exit |  |  | SM0096D0 | PROVITA DE JOS | VSM08 | DISTRIGAZ SUD RETELE | DISTSR | SC DISTRIGAZ SUD RETELE SRL | DSO | PROVITA DE JOS | Prahova | 1.1 | 2 | 0.010528 | 18000
exit |  |  | SM0097D1 | FILIPESTI DE TARG (NEDELEA) | VSM08 | DISTRIGAZ SUD RETELE | DISTSR | SC DISTRIGAZ SUD RETELE SRL | DSO | NEDELEA | Prahova | 0.6 | 1.6 | 0.010622 | 16320
exit |  |  | SM0097D2 | FILIPESTI DE TARG INDUSTRIE | VSM08 | DISTRIGAZ SUD RETELE | DISTSR | SC DISTRIGAZ SUD RETELE SRL | DSO | FILIPESTII DE PADURE | Prahova | 1.8 | 2.5 | 0.010656 | 54600
exit |  |  | SM0097D3 | MIJA | VSM08 | DISTRIGAZ SUD RETELE | DISTSR | SC DISTRIGAZ SUD RETELE SRL | DSO | MIJA | Dimbovita | 1.8 | 2.5 | 0.010601 | 84000
exit |  |  | SM0097D5 | FILIPESTI DE TARG (BRATASANCA) | VSM08 | DISTRIGAZ SUD RETELE | DISTSR | SC DISTRIGAZ SUD RETELE SRL | DSO | BRATASANCA | Prahova | 0.3 | 1 | 0.010609 | 7680
exit |  |  | SM0098D0 | DRAGOMIRESTI | VSM08 | DISTRIGAZ SUD RETELE | DISTSR | SC DISTRIGAZ SUD RETELE SRL | DSO | DRAGOMIRESTI | Ilfov | 1 | 1.2 | 0.010906 | 32760
exit |  |  | SM0099D0 | LUNGULETU | VSM08 | DISTRIGAZ SUD RETELE | DISTSR | SC DISTRIGAZ SUD RETELE SRL | DSO | LUNGULETU | Dimbovita | 1 | 1.3 | 0.010724 | 13200
exit |  |  | SM0100D0 | BRAZI CASNICI | VSM08 | DISTRIGAZ SUD RETELE | DISTSR | SC DISTRIGAZ SUD RETELE SRL | DSO | BRAZI | Prahova | 0.7 | 2 | 0.010647 | 84000
exit |  |  | SM0101D0 | HAMBA | VSM10 | E.ON GAZ DISTRIBUTIE | EGDTGM | DELGAZ GRID SA | DSO | HAMBA | Sibiu | 1.2 | 1.8 | 0.010477 | 7000
exit |  |  | SM0102D1 | MORENI | VSM08 | DISTRIGAZ SUD RETELE | DISTSR | SC DISTRIGAZ SUD RETELE SRL | DSO | MORENI | Dimbovita | 1.2 | 2 | 0.010596 | 133700
exit |  |  | SM0102D2 | MORENI-GHIRDOVENI | VSM08 | DISTRIGAZ SUD RETELE | DISTSR | SC DISTRIGAZ SUD RETELE SRL | DSO | GHIRDOVENI | Dimbovita | 0.3 | 1.5 | 0.010588 | 15360
exit |  |  | SM0104D0 | ADANCA | VSM08 | DISTRIGAZ SUD RETELE | DISTSR | SC DISTRIGAZ SUD RETELE SRL | DSO | ADANCA | Dimbovita | 0.8 | 1.2 | 0.010606 | 120000
exit |  |  | SM0106D0 | SC TRANSAGROSERV BUDA | VSM08 | DISTRIGAZ SUD RETELE | DISTSR | SC DISTRIGAZ SUD RETELE SRL | DSO | BUDA | Prahova | 0.02 | 0.05 | 0.010765 | 600
exit |  |  | SM0107D0 | BUDA | VSM08 | DISTRIGAZ SUD RETELE | DISTSR | SC DISTRIGAZ SUD RETELE SRL | DSO | BUDA | Prahova | 0.03 | 0.05 | 0.010686 | 8400
exit |  |  | SM0108D0 | SC IMI PLOPENI | VSM08 | DISTRIGAZ SUD RETELE | DISTSR | SC DISTRIGAZ SUD RETELE SRL | DSO | PLOPENI | Prahova | 1 | 2 | 0.010804 | 120000
exit |  |  | SM0112D0 | TARTASESTI | VSM24 | PREMIER ENERGY | PTRMDG | SC PREMIER ENERGY SRL | DSO | TARTASESTI | Dimbovita | 1.5 | 1.7 | 0.010743 | 120000
exit |  |  | SM0114D1 | PLEASA INDUSTRIE | VSM08 | DISTRIGAZ SUD RETELE | DISTSR | SC DISTRIGAZ SUD RETELE SRL | DSO | PLEASA | Prahova | 1 | 2 | 0.011561 | 24000
exit |  |  | SM0114D2 | SC BEGA MINERALE INDUSTRIALE PL PLEASA |  |  | CHMFRX | SC BEGA MINERALE INDUSTRIALE SA | DC | PLEASA | Prahova | 0.6 | 2 | 0.011528 | 4800
exit |  |  | SM0114D3 | PLEASA | VSM08 | DISTRIGAZ SUD RETELE | DISTSR | SC DISTRIGAZ SUD RETELE SRL | DSO | PLEASA | Prahova | 1 | 2 | 0.011467 | 120000
exit |  |  | SM0114D4 | SC ARPACOR PLEASA | VSM08 | DISTRIGAZ SUD RETELE | DISTSR | SC DISTRIGAZ SUD RETELE SRL | DSO | PLEASA | Prahova | 1 | 2 | 0.01165 | 36000
exit |  |  | SM0115D0 | SC TEBU CONSULT INVEST GROPENI |  |  | VEGETL | SC TEBU CONSULT INVEST SRL | DC | GROPENI | Braila | 1.2 | 4 | 0.010895 | 60000
exit |  |  | SM0116D0 | ORTISOARA | VSM15 | GAZ VEST | GAZVST | SC GAZ VEST SA | DSO | ORTISOARA | Timis | 0.8 | 1.8 | 0.010929 | 52800
exit |  |  | SM0117D0 | BELINT | VSM10 | E.ON GAZ DISTRIBUTIE | EGDTGM | DELGAZ GRID SA | DSO | BELINT | Timis | 0.8 | 2 | 0.010624 | 52800
exit |  |  | SM0118D2 | VALEA TELEAJENULUI BOLDESTI-SC | VSM08 | DISTRIGAZ SUD RETELE | DISTSR | SC DISTRIGAZ SUD RETELE SRL | DSO | BOLDESTI SCAIENI | Prahova | 1 | 3 | 0.011737 | 192000
exit |  |  | SM0120D0 | ARICESTI | VSM08 | DISTRIGAZ SUD RETELE | DISTSR | SC DISTRIGAZ SUD RETELE SRL | DSO | ARICESTI RAHTIVANI | Prahova | 0.5 | 1.2 | 0.010729 | 24000
exit |  |  | SM0121D0 | STOIENESTI | VSM08 | DISTRIGAZ SUD RETELE | DISTSR | SC DISTRIGAZ SUD RETELE SRL | DSO | STOENESTI | Prahova | 0.5 | 1.5 | 0.010643 | 12000
exit |  |  | SM0122D0 | CRANGUL LUI BOT | VSM08 | DISTRIGAZ SUD RETELE | DISTSR | SC DISTRIGAZ SUD RETELE SRL | DSO | PLOIESTI | Prahova | 2 | 4 | 0.010648 | 72000
exit |  |  | SM0124D0 | STREJNIC | VSM08 | DISTRIGAZ SUD RETELE | DISTSR | SC DISTRIGAZ SUD RETELE SRL | DSO | STREJNIC | Prahova | 1 | 2 | 0.010642 | 24000
exit |  |  | SM0126D2 | SC PETROBRAZI BRAZI |  |  | PEBRZP | SC OMV PETROM SA -RAFINARIA PETROBRAZI | DC | BRAZI | Prahova | 3.5 | 6 | 0.010701 | 720000
exit |  |  | SM0126D4 | PILOTI FACLE PETROBRAZI |  |  | HDGBRZ | SC OMV PETROM SA -RAFINARIA PETROBRAZI | DC | BRAZI | Prahova | 2 | 6 | 0.010677 | 36000
exit |  |  | SM0127D0 | OTOPENI |  |  | OTTOGZ | SC OTTOGAZ SRL | DSO | OTOPENI | Ilfov | 1 | 4 | 0.010873 | 240000
exit |  |  | SM0128D0 | SC FABRICA DE PAINE SERBAN FILIPESTI |  |  | INTAGO | SC FABRICA DE PAINE SERBAN SRL | DC | FILIPESTI | Bacau | 1.5 | 1.6 | 0.010585 | 3840
exit |  |  | SM0129D0 | SC VEOLIA ENERGIE PRAHOVA BRAZI |  |  | DALKIA | SC VEOLIA ENERGIE PRAHOVA SRL | DC | BRAZI | Prahova | 0,8; 4 | 1,2; 7 | 0.010642 | 1392000
exit |  |  | SM0130D1 | SC VEGA PLOIESTI |  |  | VEGAPL | SC ROMPETROL VEGA PLOIESTI | DC | PLOIESTI | Prahova | 1 | 2 | 0.010847 | 120000
exit |  |  | SM0135D0 | HUREZANI | VSM08 | DISTRIGAZ SUD RETELE | DISTSR | SC DISTRIGAZ SUD RETELE SRL | DSO | HUREZANI | Gorj | 1 | 1.2 | 0.010499 | 28800
exit |  |  | SM0136D1 | VALEA CALUGAREASCA | VSM08 | DISTRIGAZ SUD RETELE | DISTSR | SC DISTRIGAZ SUD RETELE SRL | DSO | VALEA CALUGAREASCA | Prahova | 1 | 2 | 0.010994 | 24000
exit |  |  | SM0137D0 | VLADENI | VSM08 | DISTRIGAZ SUD RETELE | DISTSR | SC DISTRIGAZ SUD RETELE SRL | DSO | VLADENI | Dimbovita | 0.5 | 1.5 | 0.010296 | 6000
exit |  |  | SM0138D0 | MANESTI | VSM08 | DISTRIGAZ SUD RETELE | DISTSR | SC DISTRIGAZ SUD RETELE SRL | DSO | MANESTI | Prahova | 0.5 | 1.5 | 0.010603 | 15000
exit |  |  | SM0139D0 | COCORASTII COLT | VSM24 | PREMIER ENERGY | PTRMDG | SC PREMIER ENERGY SRL | DSO | MANESTI | Prahova | 0.8 | 1.5 | 0.010682 | 52800
exit |  |  | SM0140D0 | STANCESTI | VSM08 | DISTRIGAZ SUD RETELE | DISTSR | SC DISTRIGAZ SUD RETELE SRL | DSO | PLOIESTI | Prahova | 1 | 2 | 0.01065 | 6000
exit |  |  | SM0141D0 | FINTA | VSM08 | DISTRIGAZ SUD RETELE | DISTSR | SC DISTRIGAZ SUD RETELE SRL | DSO | FINTA | Dimbovita | 0.5 | 1.5 | 0.010402 | 6000
exit |  |  | SM0142D0 | CORNESTI DB | VSM08 | DISTRIGAZ SUD RETELE | DISTSR | SC DISTRIGAZ SUD RETELE SRL | DSO | CORNESTI | Dimbovita | 0.5 | 1.8 | 0.010859 | 6000
exit |  |  | SM0145D0 | RACARI | VSM08 | DISTRIGAZ SUD RETELE | DISTSR | SC DISTRIGAZ SUD RETELE SRL | DSO | RACARI | Dimbovita | 1.2 | 1.5 | 0.010726 | 192000
exit |  |  | SM0146D0 | TITU | VSM08 | DISTRIGAZ SUD RETELE | DISTSR | SC DISTRIGAZ SUD RETELE SRL | DSO | POTLOGI | Dimbovita | 1.1 | 2.2 | 0.010737 | 49920
exit |  |  | SM0147D0 | SC ELSID TITU |  |  | ELSIDT | SC ELSID SA | DC | TITU | Dimbovita | 0.5 | 2 | 0.01076 | 13500
exit |  |  | SM0148D0 | CORBEANCA | VSM08 | DISTRIGAZ SUD RETELE | DISTSR | SC DISTRIGAZ SUD RETELE SRL | DSO | CORBEANCA | Ilfov | 1 | 1.6 | 0.010934 | 120000
exit |  |  | SM0152D0 | VIDRA | VSM08 | DISTRIGAZ SUD RETELE | DISTSR | SC DISTRIGAZ SUD RETELE SRL | DSO | VIDRA | Ilfov | 1 | 1.5 | 0.010917 | 60000
exit |  |  | SM0153D0 | GLINA | VSM08 | DISTRIGAZ SUD RETELE | DISTSR | SC DISTRIGAZ SUD RETELE SRL | DSO | GLINA | Ilfov | 1 | 1.5 | 0.010856 | 22000
exit |  |  | SM0160D0 | PANTELIMON | VSM17 | GAZ SUD | GZSUDS | SC GAZ SUD SA | DSO | PANTELIMON | Ilfov | 1.1 | 1.6 | 0.010873 | 156000
exit |  |  | SM0161D0 | SC NEFERAL BUCURESTI |  |  | NEFERL | SC NEFERAL SA | DC | PANTELIMON | Ilfov | 1 | 2.5 | 0.010709 | 30720
exit |  |  | SM0162D0 | CERNICA | VSM08 | DISTRIGAZ SUD RETELE | DISTSR | SC DISTRIGAZ SUD RETELE SRL | DSO | CERNICA | Ilfov | 1 | 1.5 | 0.010855 | 14400
exit |  |  | SM0163D0 | SIE BRANESTI |  |  | UMBRAN | SIE BRANESTI | DC | BRANESTI | Ilfov | 0.8 | 1.5 | 0.010797 | 6000
exit |  |  | SM0164D0 | SC SDE BELCIUGATELE |  |  | SDEBLG | SC SDE BELCIUGATELE | DC | BELCIUGATELE | Calarasi | 1 | 1.5 | 0.010771 | 6000
exit |  |  | SM0166D0 | INCDA FUNDULEA |  |  | ICPTFN | INCDA FUNDULEA | DC | FUNDULEA | Calarasi | 1 | 1.2 | 0.010792 | 52800
exit |  |  | SM0167D0 | HENKEL HERAN BUCURESTI | VSM17 | GAZ SUD | GZSUDS | SC GAZ SUD SA | DSO | PANTELIMON | Ilfov | 1.5 | 1.8 | 0.010889 | 28800
exit |  |  | SM0168D1 | CARTIER PIPERA | VSM05 | COVI CONSTRUCT 2000 | COVICT | SC COVI CONSTRUCT 2000 SRL | DSO | TUNARI | Ilfov | 3.5 | 4.5 | 0.010872 | 120000
exit |  |  | SM0169D0 | SC EURIAL INVEST OTOPENI |  |  | EURIAL | SC EURIAL INVEST SRL | DC | OTOPENI | Ilfov | 1 | 1.8 | 0.010868 | 28800
exit |  |  | SM0172D1 | SLOBOZIA | VSM08 | DISTRIGAZ SUD RETELE | DISTSR | SC DISTRIGAZ SUD RETELE SRL | DSO | SLOBOZIA | Ialomita | 1.8 | 4 | 0.010905 | 360000
exit |  |  | SM0172D2 | SC CHEMGAS SLOBOZIA |  |  | AMONIL | SC CHEMGAS HOLDING CORPORATION SRL | DC | SLOBOZIA | Ialomita | 1.2 | 6 | 0.010804 | 1800000
exit |  |  | SM0173D0 | ROVINARI | VSM08 | DISTRIGAZ SUD RETELE | DISTSR | SC DISTRIGAZ SUD RETELE SRL | DSO | ROVINARI | Gorj | 2 | 5 | 0.010575 | 720000
exit |  |  | SM0174D0 | FNC DRAJNA | VSM08 | DISTRIGAZ SUD RETELE | DISTSR | SC DISTRIGAZ SUD RETELE SRL | DSO | DRAJNA NOUA | Calarasi | 1 | 2.5 | 0.01089 | 28800
exit |  |  | SM0175D0 | SC AVICOLA CALARASI I |  |  | AVICLI | SC AVICOLA BUZAU SA | DC | CALARASI | Calarasi | 1.2 | 2 | 0.01084 | 28800
exit |  |  | SM0176D0 | SC AVICOLA CALARASI II |  |  | AVCLII | SC AVICOLA BUZAU SA | DC | CALARASI | Calarasi | 0.8 | 2 | 0.010914 | 12000
exit |  |  | SM0177D0 | CALARASI | VSM08 | DISTRIGAZ SUD RETELE | DISTSR | SC DISTRIGAZ SUD RETELE SRL | DSO | CALARASI | Calarasi | 2.5 | 3.5 | 0.010954 | 1200000
exit |  |  | SM0179D0 | BUZAU | VSM08 | DISTRIGAZ SUD RETELE | DISTSR | SC DISTRIGAZ SUD RETELE SRL | DSO | BUZAU | Buzau | 3.5 | 4 | 0.010838 | 1200000
exit |  |  | SM0180D0 | UM BOBOCU |  |  | UMBOBC | UM 01838 BOBOC | DC | BOBOCU | Buzau | 1 | 3 | 0.010634 | 36000
exit |  |  | SM0181D0 | GHERGHEASA | VSM08 | DISTRIGAZ SUD RETELE | DISTSR | SC DISTRIGAZ SUD RETELE SRL | DSO | GHERGHEASA | Buzau | 2.5 | 3.5 | 0.010731 | 384000
exit |  |  | SM0182D0 | SC AGROPERILAND URLEASCA | VSM08 | DISTRIGAZ SUD RETELE | DISTSR | SC DISTRIGAZ SUD RETELE SRL | DSO | URLEASCA | Braila | 0.8 | 3 | 0.010861 | 9600
exit |  |  | SM0183D0 | SILISTEA | VSM08 | DISTRIGAZ SUD RETELE | DISTSR | SC DISTRIGAZ SUD RETELE SRL | DSO | SILISTEA | Braila | 0.7 | 2 | 0.010868 | 9600
exit |  |  | SM0184D1 | OPRISENESTI | VSM08 | DISTRIGAZ SUD RETELE | DISTSR | SC DISTRIGAZ SUD RETELE SRL | DSO | OPRISENESTI | Braila | 0.8 | 2.5 | 0.010916 | 720000
exit |  |  | SM0184D2 | OPRISENESTI - PETROM |  |  | PETRLD | SC OMV PETROM SA (LIVRARE DIRECTA) | DC | OPRISENESTI | Braila | 2 | 4 | 0.010903 | 48000
exit |  |  | SM0186D0 | SPITALUL DE PNF TUDOR VLADIMIRESCU RUNCU |  |  | SANDOB | SPITALUL DE PNF TUDOR VLADIMIRESCU RUNCU | DC | RUNCU | Gorj | 1.2 | 2.5 | 0.010669 | 36000
exit |  |  | SM0187D0 | RUGI | VSM08 | DISTRIGAZ SUD RETELE | DISTSR | SC DISTRIGAZ SUD RETELE SRL | DSO | RUGI | Gorj | 1 | 1.8 | 0.010675 | 9600
exit |  |  | SM0188D0 | ALEXENI | VSM08 | DISTRIGAZ SUD RETELE | DISTSR | SC DISTRIGAZ SUD RETELE SRL | DSO | ALEXENI | Gorj | 1 | 1.8 | 0.010672 | 18552
exit |  |  | SM0189D0 | PARVULESTI | VSM08 | DISTRIGAZ SUD RETELE | DISTSR | SC DISTRIGAZ SUD RETELE SRL | DSO | PARVULESTI | Gorj | 1 | 1.8 | 0.010674 | 12000
exit |  |  | SM0190D0 | BUMBESTI JIU | VSM08 | DISTRIGAZ SUD RETELE | DISTSR | SC DISTRIGAZ SUD RETELE SRL | DSO | TETILA | Gorj | 2 | 3 | 0.010671 | 120000
exit |  |  | SM0191D1 | SC CRH CIMENT (ROMANIA) TARGU JIU |  |  | LAFRTJ | SC CRH CIMENT (ROMANIA) SA | DC | BARSESTI | Gorj | 1 | 2 | 0.010657 | 60000
exit |  |  | SM0191D2 | SC SIMCOR VAR TARGU JIU |  |  | SIMCRV | SC SMICOR VAR SA | DC | BARSESTI | Gorj | 3.5 | 5.5 | 0.010656 | 384000
exit |  |  | SM0191D4 | SC MACOFIL TARGU JIU |  |  | MACOFL | SC MACOFIL SA | DC | BARSESTI | Gorj | 0.7 | 1.5 | 0.010654 | 60000
exit |  |  | SM0192D0 | BROSTENI AG | VSM08 | DISTRIGAZ SUD RETELE | DISTSR | SC DISTRIGAZ SUD RETELE SRL | DSO | BROSTENI AG | Arges | 1 | 1.5 | 0.010882 | 120000
exit |  |  | SM0198D0 | BALOTESTI | VSM19 | MEGACONSTRUCT | MEGCST | SC MEGACONSTRUCT SA | DSO | BALOTESTI | Ilfov | 1.7 | 3 | 0.01096 | 240000
exit |  |  | SM0200D0 | TURCINESTI | VSM08 | DISTRIGAZ SUD RETELE | DISTSR | SC DISTRIGAZ SUD RETELE SRL | DSO | TURCINESTI | Gorj | 1 | 1.8 | 0.010672 | 28800
exit |  |  | SM0202D0 | VART | VSM08 | DISTRIGAZ SUD RETELE | DISTSR | SC DISTRIGAZ SUD RETELE SRL | DSO | ROVINARI | Gorj | 1 | 1.2 | 0.010574 | 12000
exit |  |  | SM0204D0 | FILIASI | VSM08 | DISTRIGAZ SUD RETELE | DISTSR | SC DISTRIGAZ SUD RETELE SRL | DSO | FILIASI | Dolj | 1.5 | 3 | 0.010584 | 336000
exit |  |  | SM0205D0 | ZATRENI | VSM08 | DISTRIGAZ SUD RETELE | DISTSR | SC DISTRIGAZ SUD RETELE SRL | DSO | ZATRENI | Vilcea | 1 | 1.8 | 0.010904 | 4800
exit |  |  | SM0207D6 | CET ISALNITA |  |  | CXENCR | SC COMPLEXUL ENERGETIC OLTENIA SA | DC | ISALNITA | Dolj | 0.8 | 1.5 | 0.010601 | 480000
exit |  |  | SM0209D1 | SC FORD-COMBINAT |  |  | FORDCR | SC FORD ROMANIA SA | DC | CRAIOVA | Dolj | 2 | 3.5 | 0.010582 | 100800
exit |  |  | SM0211D0 | CIOROGARLA | VSM08 | DISTRIGAZ SUD RETELE | DISTSR | SC DISTRIGAZ SUD RETELE SRL | DSO | CIOROGARLA | Ilfov | 1.1 | 1.3 | 0.010904 | 28800
exit |  |  | SM0212D0 | POIANA MARULUI | VSM08 | DISTRIGAZ SUD RETELE | DISTSR | SC DISTRIGAZ SUD RETELE SRL | DSO | POIANA MARULUI | Brasov | 0.8 | 1.8 | 0.010843 | 28800
exit |  |  | SM0213D1 | SC HOLCIM CAMPULUNG |  |  | HOLCCL | SC HOLCIM (ROMANIA) SA | DC | CAMPULUNG | Arges | 3 | 5 | 0.010934 | 504000
exit |  |  | SM0213D2 | SC CARMEUSE HOLDING CAMPULUNG |  |  | CARMCL | SC CARMEUSE HOLDING SRL | DC | CAMPULUNG | Arges | 3 | 5 | 0.010911 | 61200
exit |  |  | SM0213D3 | SC STAR MULTITRADE PRAVAT | VSM08 | DISTRIGAZ SUD RETELE | DISTSR | SC DISTRIGAZ SUD RETELE SRL | DSO | VALEA MARE PRAVAT | Arges | 1 | 2 | 0.010748 | 14400
exit |  |  | SM0216D0 | CAMPULUNG MUSCEL | VSM08 | DISTRIGAZ SUD RETELE | DISTSR | SC DISTRIGAZ SUD RETELE SRL | DSO | CAMPULUNG | Arges | 1 | 4 | 0.010845 | 480000
exit |  |  | SM0217D0 | CURTEA DE ARGES | VSM08 | DISTRIGAZ SUD RETELE | DISTSR | SC DISTRIGAZ SUD RETELE SRL | DSO | CURTEA DE ARGES | Arges | 1.4 | 1.9 | 0.010772 | 300000
exit |  |  | SM0218D0 | SPITALUL DE PNF SF ANDREI VALEA IASULUI | VSM08 | DISTRIGAZ SUD RETELE | DISTSR | SC DISTRIGAZ SUD RETELE SRL | DSO | VALEA IASULUI | Arges | 0.8 | 1 | 0.010772 | 11448
exit |  |  | SM0219D0 | VATA | VSM08 | DISTRIGAZ SUD RETELE | DISTSR | SC DISTRIGAZ SUD RETELE SRL | DSO | VATA | Arges | 1 | 2 | 0.010886 | 28800
exit |  |  | SM0220D0 | COLIBASI | VSM08 | DISTRIGAZ SUD RETELE | DISTSR | SC DISTRIGAZ SUD RETELE SRL | DSO | COLIBASI | Arges | 1.5 | 3.2 | 0.010907 | 720000
exit |  |  | SM0222D0 | UM BABANA |  |  | UMBABN | UNITATEA MILITARA 01714 | DC | BABANA | Arges | 1.6 | 4.4 | 0.010486 | 120000
exit |  |  | SM0223D0 | PRUNDENI | VSM08 | DISTRIGAZ SUD RETELE | DISTSR | SC DISTRIGAZ SUD RETELE SRL | DSO | PRUNDENI | Vilcea | 1 | 1.2 | 0.010898 | 120000
exit |  |  | SM0224D0 | BABENI | VSM08 | DISTRIGAZ SUD RETELE | DISTSR | SC DISTRIGAZ SUD RETELE SRL | DSO | BABENI | Vilcea | 1.5 | 1.9 | 0.010897 | 120000
exit |  |  | SM0225D0 | GOVORA (RAURENI) | VSM08 | DISTRIGAZ SUD RETELE | DISTSR | SC DISTRIGAZ SUD RETELE SRL | DSO | GOVORA | Vilcea | 3 | 4 | 0.010873 | 960000
exit |  |  | SM0226D1 | CUNGREA | VSM08 | DISTRIGAZ SUD RETELE | DISTSR | SC DISTRIGAZ SUD RETELE SRL | DSO | CUNGREA | Olt | 1 | 1.2 | 0.010899 | 52800
exit |  |  | SM0226D2 | OTESTI (CUNGREA) |  |  | PETRLD | SC OMV PETROM SA (LIVRARE DIRECTA) | DC | CUNGREA | Olt | 3 | 6 | 0.010896 | 120000
exit |  |  | SM0227D0 | BREBU | VSM23 | PROGAZ DISTRIBUTION | PROGAZ | SC PROGAZ P&D SA | DSO | BREBU | Prahova | 0.8 | 1.5 | 0.010752 | 240000
exit |  |  | SM0228D1 | BALS | VSM08 | DISTRIGAZ SUD RETELE | DISTSR | SC DISTRIGAZ SUD RETELE SRL | DSO | BALS | Olt | 1 | 2.5 | 0.010856 | 139200
exit |  |  | SM0228D2 | SC SMR BALS |  |  | SMRBLS | SC SMR BALS | DC | BALS | Olt | 0.15 | 1 | 0.010812 | 139200
exit |  |  | SM0229D0 | VOIVODENI | VSM08 | DISTRIGAZ SUD RETELE | DISTSR | SC DISTRIGAZ SUD RETELE SRL | DSO | VOIVODENI | Brasov | 0.8 | 1.2 | 0.010533 | 9600
exit |  |  | SM0230D0 | VISTEA DE SUS | VSM08 | DISTRIGAZ SUD RETELE | DISTSR | SC DISTRIGAZ SUD RETELE SRL | DSO | VISTEA DE SUS | Brasov | 0.8 | 1.2 | 0.010547 | 28800
exit |  |  | SM0231D0 | CERNESTI | VSM10 | E.ON GAZ DISTRIBUTIE | EGDTGM | DELGAZ GRID SA | DSO | CERNESTI | Maramures | 0.8 | 1.2 | 0.010553 | 28800
exit |  |  | SM0232D0 | BALCESTI | VSM08 | DISTRIGAZ SUD RETELE | DISTSR | SC DISTRIGAZ SUD RETELE SRL | DSO | BALCESTI | Vilcea | 1.3 | 1.5 | 0.010858 | 120000
exit |  |  | SM0233D0 | IANCU JIANU | VSM08 | DISTRIGAZ SUD RETELE | DISTSR | SC DISTRIGAZ SUD RETELE SRL | DSO | IANCU JIANU | Olt | 1 | 1.6 | 0.010859 | 60000
exit |  |  | SM0234D1 | DRAGASANI I | VSM08 | DISTRIGAZ SUD RETELE | DISTSR | SC DISTRIGAZ SUD RETELE SRL | DSO | DRAGASANI | Vilcea | 1.3 | 1.5 | 0.010902 | 24000
exit |  |  | SM0235D0 | SC COMPET ORLESTI |  |  | COMPOR | SC CONPET SA | DC | ORLESTI | Vilcea | 1.1 | 1.6 | 0.010895 | 360000
exit |  |  | SM0236D0 | DRAGASANI II | VSM08 | DISTRIGAZ SUD RETELE | DISTSR | SC DISTRIGAZ SUD RETELE SRL | DSO | DRAGASANI | Vilcea | 1 | 1.5 | 0.010897 | 120000
exit |  |  | SM0237D0 | COCORASTI OT | VSM08 | DISTRIGAZ SUD RETELE | DISTSR | SC DISTRIGAZ SUD RETELE SRL | DSO | COCORASTI | Olt | 1 | 1.2 | 0.010331 | 36000
exit |  |  | SM0238D0 | SC PETROTEL LUKOIL TELEAJEN |  |  | PETLUK | PETROTEL-LUKOIL SA | DSO | PLOIESTI | Prahova | 2 | 3 | 0.010866 | 240000
exit |  |  | SM0239D0 | DOBA | VSM08 | DISTRIGAZ SUD RETELE | DISTSR | SC DISTRIGAZ SUD RETELE SRL | DSO | DOBA | Olt | 0.8 | 1 | 0.01033 | 12000
exit |  |  | SM0240D0 | PLESOIU | VSM08 | DISTRIGAZ SUD RETELE | DISTSR | SC DISTRIGAZ SUD RETELE SRL | DSO | PLESOIU | Olt | 1 | 2 | 0.01033 | 28800
exit |  |  | SM0241D0 | SCORNICESTI | VSM08 | DISTRIGAZ SUD RETELE | DISTSR | SC DISTRIGAZ SUD RETELE SRL | DSO | SCORNICESTI | Olt | 2 | 2.5 | 0.010898 | 48000
exit |  |  | SM0242D0 | POTCOAVA | VSM08 | DISTRIGAZ SUD RETELE | DISTSR | SC DISTRIGAZ SUD RETELE SRL | DSO | POTCOAVA | Olt | 1 | 2 | 0.010896 | 52800
exit |  |  | SM0243D0 | OPORELU |  |  | PETRLD | SC OMV PETROM SA (LIVRARE DIRECTA) | DC | OPORELU | Olt | 1 | 2 | 0.01089 | 52800
exit |  |  | SM0244D0 | DRAGANESTI OLT | VSM08 | DISTRIGAZ SUD RETELE | DISTSR | SC DISTRIGAZ SUD RETELE SRL | DSO | DRAGANESTI OLT | Olt | 1 | 1.2 | 0.010875 | 480000
exit |  |  | SM0245D1 | SC DONAUCHEM TN. MAG. |  |  | DONAUC | SC DONAU CHEM SRL | DC | TURNU MAGURELE | Teleorman | 5.5 | 6 | 0.010855 | 1440000
exit |  |  | SM0245D4 | TURNU MAGURELE | VSM28 | WIROM | WIROMB | SC WIROM GAS SA | DSO | TURNU MAGURELE | Teleorman | 2 | 4 | 0.010874 | 216000
exit |  |  | SM0245D5 | SC DONAUCHEM TN. MAG.CET |  |  | DONAUC | SC DONAU CHEM SRL | DC | TURNU MAGURELE | Teleorman | 2.4 | 6 | 0.01086 | 384000
exit |  |  | SM0248D0 | FILIPESTII DE PADURE (DITESTI) | VSM08 | DISTRIGAZ SUD RETELE | DISTSR | SC DISTRIGAZ SUD RETELE SRL | DSO | DITESTI | Prahova | 1.8 | 2.7 | 0.010631 | 120000
exit |  |  | SM0249D1 | CLINCENI | VSM08 | DISTRIGAZ SUD RETELE | DISTSR | SC DISTRIGAZ SUD RETELE SRL | DSO | CLINCENI | Ilfov | 1.5 | 2.2 | 0.010869 | 150000
exit |  |  | SM0249D2 | CORNETU | VSM17 | GAZ SUD | GZSUDS | SC GAZ SUD SA | DSO | CLINCENI | Ilfov | 0.9 | 1.5 | 0.010868 | 19800
exit |  |  | SM0249D3 | CLINCENI AEROPORT | VSM24 | PREMIER ENERGY | PTRMDG | SC PREMIER ENERGY SRL | DSO | CLINCENI | Ilfov | 1.5 | 2 | 0.010862 | 60000
exit |  |  | SM0269D1 | CET PAROSENI |  |  | CETPAR | SC COMPL EN HUNEDOARA SA SUC ELECT PAROS | DC | VULCAN | Hunedoara | 0.35 | 0.6 | 0.010671 | 480000
exit |  |  | SM0269D2 | PAROSENI | VSM10 | E.ON GAZ DISTRIBUTIE | EGDTGM | DELGAZ GRID SA | DSO | JIU-PAROSENI | Hunedoara | 2 | 4 | 0.01067 | 480000
exit |  |  | SM0270D0 | BLAJ II | VSM10 | E.ON GAZ DISTRIBUTIE | EGDTGM | DELGAZ GRID SA | DSO | BLAJ | Alba | 0.6 | 2 | 0.010527 | 960
exit |  |  | SM0274D0 | MIHALT | VSM10 | E.ON GAZ DISTRIBUTIE | EGDTGM | DELGAZ GRID SA | DSO | MIHALT | Alba | 0.8 | 2 | 0.010522 | 52800
exit |  |  | SM0275D0 | GALDA DE JOS TEIUS | VSM06 | CPL CONCORDIA | CPLCNC | SC CPL CONCORDIA SRL | DSO | GALDA DE JOS | Alba | 2 | 3.5 | 0.010555 | 120000
exit |  |  | SM0276D1 | SANTIMBRU | VSM10 | E.ON GAZ DISTRIBUTIE | EGDTGM | DELGAZ GRID SA | DSO | SANTIMBRU | Alba | 0.8 | 1.8 | 0.010538 | 60000
exit |  |  | SM0276D2 | SC 3 FAN CONSTRUCT SANTIMBRU |  |  | 3FANCT | SC 3 FAN CONSTRUCT SRL | DC | SANTIMBRU | Alba | 0.8 | 1.8 | 0.010564 | 60000
exit |  |  | SM0277D0 | DUMITRA | VSM10 | E.ON GAZ DISTRIBUTIE | EGDTGM | DELGAZ GRID SA | DSO | DUMITRA | Alba | 0.8 | 2 | 0.010529 | 28800
exit |  |  | SM0280D0 | CIUGUD | VSM10 | E.ON GAZ DISTRIBUTIE | EGDTGM | DELGAZ GRID SA | DSO | CIUGUD | Alba | 0.8 | 2 | 0.010526 | 28800
exit |  |  | SM0281D0 | TELEAC AB | VSM10 | E.ON GAZ DISTRIBUTIE | EGDTGM | DELGAZ GRID SA | DSO | TELEAC | Alba | 0.8 | 2 | 0.010531 | 28800
exit |  |  | SM0282D0 | SALISTEA | VSM10 | E.ON GAZ DISTRIBUTIE | EGDTGM | DELGAZ GRID SA | DSO | SALISTEA | Alba | 0.8 | 2 | 0.01054 | 52800
exit |  |  | SM0283D0 | SIBOT | VSM10 | E.ON GAZ DISTRIBUTIE | EGDTGM | DELGAZ GRID SA | DSO | SIBOT | Alba | 0.8 | 1.8 | 0.01053 | 52800
exit |  |  | SM0284D0 | VINTU DE JOS | VSM10 | E.ON GAZ DISTRIBUTIE | EGDTGM | DELGAZ GRID SA | DSO | VINTU DE JOS | Alba | 0.8 | 2 | 0.010526 | 52800
exit |  |  | SM0286D0 | SARD | VSM10 | E.ON GAZ DISTRIBUTIE | EGDTGM | DELGAZ GRID SA | DSO | SARD | Alba | 0.8 | 2 | 0.010538 | 52800
exit |  |  | SM0287D0 | ZLATNA | VSM10 | E.ON GAZ DISTRIBUTIE | EGDTGM | DELGAZ GRID SA | DSO | ZLATNA | Alba | 0.8 | 2 | 0.010549 | 31200
exit |  |  | SM0288D1 | SEBES | VSM10 | E.ON GAZ DISTRIBUTIE | EGDTGM | DELGAZ GRID SA | DSO | SEBES | Alba | 0.8 | 2 | 0.01054 | 300000
exit |  |  | SM0288D2 | PETRESTI AB | VSM10 | E.ON GAZ DISTRIBUTIE | EGDTGM | DELGAZ GRID SA | DSO | PETRESTI | Alba | 2 | 4 | 0.010573 | 192000
exit |  |  | SM0289D0 | CAMARASU | VSM06 | CPL CONCORDIA | CPLCNC | SC CPL CONCORDIA SRL | DSO | CAMARASU | Cluj | 2 | 3.5 | 0.010508 | 48000
exit |  |  | SM0290D0 | SC LAZAR PROSPER SERVCOM ORASTIE |  |  | PRDOIL | SC LAZAR PROSPER SERVCOM SRL | DC | ORASTIE | Hunedoara | 0.8 | 2 | 0.010555 | 480
exit |  |  | SM0291D0 | CUGIR | VSM10 | E.ON GAZ DISTRIBUTIE | EGDTGM | DELGAZ GRID SA | DSO | CUGIR | Alba | 0.8 | 2 | 0.010532 | 96000
exit |  |  | SM0293D0 | ROMOS | VSM10 | E.ON GAZ DISTRIBUTIE | EGDTGM | DELGAZ GRID SA | DSO | ROMOS | Hunedoara | 0.8 | 2 | 0.010532 | 57600
exit |  |  | SM0297D0 | SIMERIA | VSM10 | E.ON GAZ DISTRIBUTIE | EGDTGM | DELGAZ GRID SA | DSO | SIMERIA | Hunedoara | 1 | 2 | 0.01052 | 120000
exit |  |  | SM0298D0 | MACON BARCEA+DIVERSI | VSM10 | E.ON GAZ DISTRIBUTIE | EGDTGM | DELGAZ GRID SA | DSO | BARCEA | Hunedoara | 0.8 | 2 | 0.0106 | 72000
exit |  |  | SM0300D0 | ORADEA I | VSM15 | GAZ VEST | GAZVST | SC GAZ VEST SA | DSO | PALOTA | Bihor | 2.5 | 4 | 0.010659 | 84000
exit |  |  | SM0301D0 | SPINI | VSM10 | E.ON GAZ DISTRIBUTIE | EGDTGM | DELGAZ GRID SA | DSO | SPINI | Hunedoara | 0.8 | 2 | 0.010535 | 4800
exit |  |  | SM0302D0 | TURDAS HD | VSM10 | E.ON GAZ DISTRIBUTIE | EGDTGM | DELGAZ GRID SA | DSO | TURDAS | Hunedoara | 0.8 | 2 | 0.010538 | 4800
exit |  |  | SM0303D0 | TOTIA | VSM10 | E.ON GAZ DISTRIBUTIE | EGDTGM | DELGAZ GRID SA | DSO | TOTIA | Hunedoara | 0.8 | 2 | 0.010523 | 4800
exit |  |  | SM0304D0 | BACIA | VSM10 | E.ON GAZ DISTRIBUTIE | EGDTGM | DELGAZ GRID SA | DSO | BACIA | Hunedoara | 0.8 | 2 | 0.010564 | 7680
exit |  |  | SM0305D0 | DEVA | VSM10 | E.ON GAZ DISTRIBUTIE | EGDTGM | DELGAZ GRID SA | DSO | DEVA | Hunedoara | 0.8 | 2 | 0.010527 | 480000
exit |  |  | SM0306D1 | SC MITTAL STEEL HUNEDOARA |  |  | MITTHD | SC ARCELORMITTAL HUNEDOARA SA | DC | HUNEDOARA | Hunedoara | 0.8 | 2 | 0.010589 | 288000
exit |  |  | SM0306D2 | PESTISU MARE | VSM10 | E.ON GAZ DISTRIBUTIE | EGDTGM | DELGAZ GRID SA | DSO | PESTISU MARE | Hunedoara | 1 | 1.5 | 0.010525 | 86400
exit |  |  | SM0307D0 | SC TLSIT BISTRITA NT |  |  | TLSITB | SC TLSIT SA | DC | BISTRITA NT | Neamt | 0.02 | 0.8 | 0.011436 | 300
exit |  |  | SM0308D0 | HUNEDOARA II | VSM10 | E.ON GAZ DISTRIBUTIE | EGDTGM | DELGAZ GRID SA | DSO | HUNEDOARA | Hunedoara | 0.8 | 2 | 0.010527 | 384000
exit |  |  | SM0309D1 | CET MINTIA (ELECTROCENTRALE DE |  |  | ELCDEV | SC COMPL EN HUNEDOARA SA SUC ELECT MINTI | DC | MINTIA | Hunedoara | 0.3 | 0.6 | 0.010577 | 1080000
exit |  |  | SM0309D2 | MINTIA | VSM10 | E.ON GAZ DISTRIBUTIE | EGDTGM | DELGAZ GRID SA | DSO | MINTIA | Hunedoara | 2 | 5 | 0.010549 | 384000
exit |  |  | SM0310D0 | VETEL | VSM10 | E.ON GAZ DISTRIBUTIE | EGDTGM | DELGAZ GRID SA | DSO | VETEL | Hunedoara | 1 | 3 | 0.010513 | 9600
exit |  |  | SM0311D1 | CALAN | VSM10 | E.ON GAZ DISTRIBUTIE | EGDTGM | DELGAZ GRID SA | DSO | CALAN | Hunedoara | 2 | 4 | 0.010601 | 115200
exit |  |  | SM0313D0 | HATEG | VSM10 | E.ON GAZ DISTRIBUTIE | EGDTGM | DELGAZ GRID SA | DSO | HATEG | Hunedoara | 0.8 | 3.5 | 0.010591 | 120000
exit |  |  | SM0314D0 | BARU | VSM10 | E.ON GAZ DISTRIBUTIE | EGDTGM | DELGAZ GRID SA | DSO | BARU | Hunedoara | 0.8 | 2 | 0.010672 | 7680
exit |  |  | SM0314D1 | SC REFRACERAM BARU |  |  | REFRAB | SC REFRACERAM SRL | DC | BARU | Hunedoara | 1 | 2 | 0.010716 | 12000
exit |  |  | SM0315D0 | OTELU ROSU | VSM10 | E.ON GAZ DISTRIBUTIE | EGDTGM | DELGAZ GRID SA | DSO | OTELU ROSU | Caras-Severin | 0.8 | 2 | 0.010625 | 480000
exit |  |  | SM0316D0 | MARGA | VSM10 | E.ON GAZ DISTRIBUTIE | EGDTGM | DELGAZ GRID SA | DSO | MARGA | Caras-Severin | 0.8 | 1.8 | 0.01063 | 28800
exit |  |  | SM0317D0 | OBREJA | VSM10 | E.ON GAZ DISTRIBUTIE | EGDTGM | DELGAZ GRID SA | DSO | OBREJA | Caras-Severin | 0.8 | 1.8 | 0.010629 | 120000
exit |  |  | SM0318D0 | ZAVOI | VSM10 | E.ON GAZ DISTRIBUTIE | EGDTGM | DELGAZ GRID SA | DSO | ZAVOI | Caras-Severin | 0.8 | 1.8 | 0.010627 | 120000
exit |  |  | SM0319D0 | CARANSEBES | VSM10 | E.ON GAZ DISTRIBUTIE | EGDTGM | DELGAZ GRID SA | DSO | CARANSEBES | Caras-Severin | 0.8 | 2 | 0.010625 | 288000
exit |  |  | SM0320D0 | BOCSA | VSM10 | E.ON GAZ DISTRIBUTIE | EGDTGM | DELGAZ GRID SA | DSO | BOCSA | Caras-Severin | 0.8 | 2 | 0.010628 | 240000
exit |  |  | SM0321D0 | RESITA | VSM10 | E.ON GAZ DISTRIBUTIE | EGDTGM | DELGAZ GRID SA | DSO | RESITA | Caras-Severin | 0.8 | 2 | 0.010629 | 960000
exit |  |  | SM0323D0 | NADRAG | VSM10 | E.ON GAZ DISTRIBUTIE | EGDTGM | DELGAZ GRID SA | DSO | NADRAG | Timis | 0.8 | 2 | 0.010626 | 120000
exit |  |  | SM0324D0 | SALACEA | VSM15 | GAZ VEST | GAZVST | SC GAZ VEST SA | DSO | SALACEA | Bihor | 0.8 | 1.4 | 0.010428 | 12000
exit |  |  | SM0325D0 | GLIMBOCA | VSM10 | E.ON GAZ DISTRIBUTIE | EGDTGM | DELGAZ GRID SA | DSO | GLIMBOCA | Caras-Severin | 0.8 | 2 | 0.010627 | 72000
exit |  |  | SM0327D0 | LUGOJ | VSM10 | E.ON GAZ DISTRIBUTIE | EGDTGM | DELGAZ GRID SA | DSO | LUGOJ | Timis | 0.8 | 2 | 0.010625 | 288000
exit |  |  | SM0328D2 | SC MONDIAL LUGOJ |  |  | MONDLJ | SC MONDIAL LUGOJ | DC | LUGOJ | Timis | 0.8 | 2 | 0.010651 | 120000
exit |  |  | SM0329D0 | SC MOARA MARIA CHIZATAU |  |  | MORMCH | SC MOARA MARIA SRL | DC | CHIZATAU | Timis | 0.05 | 0.1 | 0.010643 | 2400
exit |  |  | SM0330D0 | BUZIAS | VSM26 | TIMGAZ | TIMGZB | SC TIMGAZ SA | DSO | BUZIAS | Timis | 1.2 | 2 | 0.01063 | 120000
exit |  |  | SM0331D0 | IZVIN | VSM15 | GAZ VEST | GAZVST | SC GAZ VEST SA | DSO | IZVIN | Timis | 0.8 | 1.8 | 0.010645 | 14400
exit |  |  | SM0332D0 | RECAS | VSM15 | GAZ VEST | GAZVST | SC GAZ VEST SA | DSO | RECAS | Timis | 0.8 | 1.8 | 0.010624 | 28800
exit |  |  | SM0333D0 | REMETEA MARE | VSM15 | GAZ VEST | GAZVST | SC GAZ VEST SA | DSO | REMETEA MARE | Timis | 0.8 | 1.8 | 0.010628 | 16800
exit |  |  | SM0335D0 | PECIU NOU | VSM15 | GAZ VEST | GAZVST | SC GAZ VEST SA | DSO | PECIU NOU | Timis | 0.8 | 1.8 | 0.010548 | 28800
exit |  |  | SM0337D0 | SC INCONTRO I TIMISOARA |  |  | INCONI | SC INCONTRO PREFABRICATI SA | DC | TIMISOARA | Timis | 1 | 1.8 | 0.010622 | 120000
exit |  |  | SM0339D0 | TIMISOARA IV AEROPORTUL MILITA | VSM10 | E.ON GAZ DISTRIBUTIE | EGDTGM | DELGAZ GRID SA | DSO | TIMISOARA | Timis | 1 | 1.8 | 0.010629 | 52800
exit |  |  | SM0340D0 | SC AEROPORTUL INTERNATIONAL TI |  |  | AERITM | SN AEROPORTUL INT.TIMISOARA TRAIAN VUIA | DC | TIMISOARA | Timis | 1 | 1.8 | 0.010609 | 9600
exit |  |  | SM0342D0 | SC IMP ROMANIA INDUSTRIAL TIMI |  |  | IMPRTM | I.M.P. ROMANIA INDUSTRIAL CO SA | DC | TIMISOARA | Timis | 1.5 | 2 | 0.010631 | 52800
exit |  |  | SM0343D0 | SC MONLANDY`S TIMISOARA |  |  | MOONLD | SC MONLANDYS SRL | DC | TIMISOARA | Timis | 2 | 3 | 0.010611 | 96000
exit |  |  | SM0344D0 | GHIRODA | VSM10 | E.ON GAZ DISTRIBUTIE | EGDTGM | DELGAZ GRID SA | DSO | GHIRODA | Timis | 1 | 1.8 | 0.010624 | 52800
exit |  |  | SM0345D0 | CHISODA | VSM10 | E.ON GAZ DISTRIBUTIE | EGDTGM | DELGAZ GRID SA | DSO | CHISODA | Timis | 1 | 1.8 | 0.010617 | 52800
exit |  |  | SM0346D0 | GIARMATA-VII | VSM10 | E.ON GAZ DISTRIBUTIE | EGDTGM | DELGAZ GRID SA | DSO | GIARMATA-VII | Timis | 1 | 1.8 | 0.010624 | 28800
exit |  |  | SM0347D0 | GIARMATA | VSM15 | GAZ VEST | GAZVST | SC GAZ VEST SA | DSO | GIARMATA MARE | Timis | 0.8 | 1.8 | 0.010624 | 52800
exit |  |  | SM0348D0 | FANTANELE AR | VSM10 | E.ON GAZ DISTRIBUTIE | EGDTGM | DELGAZ GRID SA | DSO | FANTANELE AR | Arad | 1.2 | 2 | 0.010645 | 52800
exit |  |  | SM0350D0 | VLADIMIRESCU | VSM10 | E.ON GAZ DISTRIBUTIE | EGDTGM | DELGAZ GRID SA | DSO | VLADIMIRESCU | Arad | 1.3 | 4 | 0.010651 | 52800
exit |  |  | SM0351D0 | CURTICI | VSM15 | GAZ VEST | GAZVST | SC GAZ VEST SA | DSO | CURTICI | Arad | 0.8 | 1.8 | 0.01064 | 120000
exit |  |  | SM0352D0 | SANTANA AR | VSM10 | E.ON GAZ DISTRIBUTIE | EGDTGM | DELGAZ GRID SA | DSO | SANTANA | Arad | 1.3 | 2.5 | 0.010646 | 120000
exit |  |  | SM0354D0 | NADAB | VSM15 | GAZ VEST | GAZVST | SC GAZ VEST SA | DSO | NADAB | Arad | 0.6 | 1.8 | 0.010641 | 52800
exit |  |  | SM0355D0 | ZIMANDU NOU | VSM15 | GAZ VEST | GAZVST | SC GAZ VEST SA | DSO | ZIMANDU NOU | Arad | 0.8 | 1.4 | 0.010644 | 52800
exit |  |  | SM0359D0 | AVRAM IANCU | VSM10 | E.ON GAZ DISTRIBUTIE | EGDTGM | DELGAZ GRID SA | DSO | AVRAM IANCU | Bihor | 1 | 2 | 0.010631 | 28800
exit |  |  | SM0360D1 | SOFRONEA | VSM15 | GAZ VEST | GAZVST | SC GAZ VEST SA | DSO | SOFRONEA | Arad | 0.7 | 2.4 | 0.010654 | 19200
exit |  |  | SM0360D2 | CET ARAD LIGNIT III |  |  | CETARL | CET ARAD LIGNIT (III) | DC | ARAD | Arad | 0.5 | 1.2 | 0.010639 | 600000
exit |  |  | SM0362D0 | SANLEANI-LIVADA | VSM10 | E.ON GAZ DISTRIBUTIE | EGDTGM | DELGAZ GRID SA | DSO | SANLEANI | Arad | 1.3 | 2.5 | 0.010644 | 52800
exit |  |  | SM0363D0 | SANTION | VSM10 | E.ON GAZ DISTRIBUTIE | EGDTGM | DELGAZ GRID SA | DSO | SANTION | Bihor | 1 | 1.8 | 0.010651 | 52800
exit |  |  | SM0364D0 | SALARD | VSM10 | E.ON GAZ DISTRIBUTIE | EGDTGM | DELGAZ GRID SA | DSO | SALARD | Bihor | 0.8 | 1.5 | 0.010635 | 4800
exit |  |  | SM0365D0 | BIHARIA | VSM10 | E.ON GAZ DISTRIBUTIE | EGDTGM | DELGAZ GRID SA | DSO | BIHARIA | Bihor | 1 | 1.8 | 0.010652 | 28800
exit |  |  | SM0368D0 | BORS | VSM10 | E.ON GAZ DISTRIBUTIE | EGDTGM | DELGAZ GRID SA | DSO | BORS | Bihor | 1 | 1.5 | 0.010627 | 52800
exit |  |  | SM0371D0 | SALONTA |  |  | SALGAZ | SC SALGAZ SA | DSO | SALONTA | Bihor | 1.2 | 2 | 0.01064 | 52800
exit |  |  | SM0372D0 | SC NUTRIENTUL PALOTA |  |  | NUTRIE | SC NUTRIENTUL SA | DC | CIUMEGHIU | Bihor | 1 | 1.6 | 0.010656 | 12000
exit |  |  | SM0373D0 | CRISTURU SECUIESC | VSM10 | E.ON GAZ DISTRIBUTIE | EGDTGM | DELGAZ GRID SA | DSO | CRISTURU SECUIESC | Harghita | 1.1 | 2.3 | 0.01052 | 120000
exit |  |  | SM0374D0 | SECUIENI I HG | VSM18 | HARGITA GAZ | HARGAZ | SC HARGAZ HARGHITA GAZ SA | DSO | SECUIENI HG | Harghita | 1.3 | 2.2 | 0.010509 | 8000
exit |  |  | SM0374D1 | SECUIENI II HG | VSM18 | HARGITA GAZ | HARGAZ | SC HARGAZ HARGHITA GAZ SA | DSO | SECUIENI HG | Harghita | 1.3 | 2.2 | 0.010548 | 19200
exit |  |  | SM0375D0 | VANATORI | VSM10 | E.ON GAZ DISTRIBUTIE | EGDTGM | DELGAZ GRID SA | DSO | VANATORI | Mures | 1.4 | 2 | 0.010512 | 11520
exit |  |  | SM0377D0 | BORDOSIU | VSM10 | E.ON GAZ DISTRIBUTIE | EGDTGM | DELGAZ GRID SA | DSO | BORDOSIU | Mures | 0.9 | 2 | 0.010467 | 7200
exit |  |  | SM0381D0 | SC OTELURI SCULE CRISTURU SECU |  |  | OSSACR | SC OTELURI PT SCULE SA | DC | CRISTURU SECUIESC | Harghita | 0.4 | 2.2 | 0.010458 | 19200
exit |  |  | SM0382D0 | PORUMBENII MICI | VSM18 | HARGITA GAZ | HARGAZ | SC HARGAZ HARGHITA GAZ SA | DSO | PORUMBENII MICI | Harghita | 1.4 | 2.2 | 0.010527 | 8000
exit |  |  | SM0383D0 | PORUMBENII MARI | VSM18 | HARGITA GAZ | HARGAZ | SC HARGAZ HARGHITA GAZ SA | DSO | PORUMBENII MARI | Harghita | 1.6 | 2.2 | 0.010514 | 8000
exit |  |  | SM0384D0 | LUTITA | VSM10 | E.ON GAZ DISTRIBUTIE | EGDTGM | DELGAZ GRID SA | DSO | LUTITA | Harghita | 1.4 | 2.2 | 0.010511 | 8000
exit |  |  | SM0385D0 | SC PEM TURIST POIANA SARATA |  |  | CARMUN | SC PEM TURIST SRL | DC | POIANA SARATA | Bacau | 0.02 | 0.03 | 0.010615 | 3120
exit |  |  | SM0386D0 | OITUZ | VSM10 | E.ON GAZ DISTRIBUTIE | EGDTGM | DELGAZ GRID SA | DSO | OITUZ | Bacau | 0.8 | 1.6 | 0.010544 | 52800
exit |  |  | SM0387D0 | SC PA&CO INTERNATIONAL OITUZ |  |  | PACOTZ | SC PA&CO INTERNATIONAL SRL | DC | OITUZ | Bacau | 0.02 | 0.04 | 0.01051 | 7200
exit |  |  | SM0388D0 | SFANTU GHEORGHE | VSM08 | DISTRIGAZ SUD RETELE | DISTSR | SC DISTRIGAZ SUD RETELE SRL | DSO | SF.GHEORGHE | Covasna | 0.8 | 1.8 | 0.010571 | 480000
exit |  |  | SM0389D0 | ILIENI | VSM08 | DISTRIGAZ SUD RETELE | DISTSR | SC DISTRIGAZ SUD RETELE SRL | DSO | ILIENI | Covasna | 0.8 | 1.8 | 0.010557 | 12000
exit |  |  | SM0390D0 | SC LENGYEL ARCUS |  |  | LENARC | SC IMPORT EXPORT LENGYEL SRL | DC | ARCUS | Covasna | 0.8 | 1.8 | 0.010474 | 1200
exit |  |  | SM0391D0 | BARAOLT | VSM08 | DISTRIGAZ SUD RETELE | DISTSR | SC DISTRIGAZ SUD RETELE SRL | DSO | BARAOLT | Covasna | 0.8 | 1.8 | 0.010566 | 120000
exit |  |  | SM0392D0 | VARGHIS | VSM08 | DISTRIGAZ SUD RETELE | DISTSR | SC DISTRIGAZ SUD RETELE SRL | DSO | VARGHIS | Covasna | 0.8 | 1.8 | 0.01057 | 52800
exit |  |  | SM0393D0 | BIBORTENI | VSM08 | DISTRIGAZ SUD RETELE | DISTSR | SC DISTRIGAZ SUD RETELE SRL | DSO | BIBORTENI | Covasna | 0.8 | 1.8 | 0.010615 | 14400
exit |  |  | SM0396D0 | BATANI | VSM08 | DISTRIGAZ SUD RETELE | DISTSR | SC DISTRIGAZ SUD RETELE SRL | DSO | BATANI | Covasna | 0.8 | 1.8 | 0.010583 | 28800
exit |  |  | SM0397D0 | TUSNAD | VSM10 | E.ON GAZ DISTRIBUTIE | EGDTGM | DELGAZ GRID SA | DSO | TUSNAD | Harghita | 0.8 | 1.8 | 0.010606 | 120000
exit |  |  | SM0398D0 | SC PROD DARAGUS TURIA - BALVANYOS |  |  | CETBLV | SC PRODUCTIE DARAGUS SRL | DC | TURIA | Covasna | 0.8 | 1.8 | 0.010676 | 3600
exit |  |  | SM0399D0 | SC IMPERIAL TURIA |  |  | IMPERT | SC IMPERIAL HOTEL MANAGEMENT SRL | DC | TURIA | Covasna | 0.8 | 1.6 | 0.010656 | 12000
exit |  |  | SM0400D0 | TURIA | VSM08 | DISTRIGAZ SUD RETELE | DISTSR | SC DISTRIGAZ SUD RETELE SRL | DSO | TURIA | Covasna | 0.8 | 1.8 | 0.010595 | 52800
exit |  |  | SM0401D0 | RUGANESTI | VSM18 | HARGITA GAZ | HARGAZ | SC HARGAZ HARGHITA GAZ SA | DSO | RUGANESTI | Harghita | 1.4 | 2.2 | 0.010461 | 3100
exit |  |  | SM0402D0 | SC CONPET RAMPA IMENI |  |  | COMPIM | SC CONPET SA | DC | GHELINTA | Covasna | 0.8 | 1.6 | 0.01051 | 12000
exit |  |  | SM0403D0 | COVASNA | VSM08 | DISTRIGAZ SUD RETELE | DISTSR | SC DISTRIGAZ SUD RETELE SRL | DSO | COVASNA | Covasna | 0.8 | 1.8 | 0.010611 | 120000
exit |  |  | SM0404D0 | SANZIENI | VSM08 | DISTRIGAZ SUD RETELE | DISTSR | SC DISTRIGAZ SUD RETELE SRL | DSO | SANZIENI | Covasna | 0.8 | 1.8 | 0.010774 | 52800
exit |  |  | SM0405D0 | TARGU SECUIESC | VSM08 | DISTRIGAZ SUD RETELE | DISTSR | SC DISTRIGAZ SUD RETELE SRL | DSO | TG. SECUIESC | Covasna | 0.8 | 1.8 | 0.010582 | 216000
exit |  |  | SM0406D0 | SC AMYLUM TARGU SECUIESC |  |  | AMYLUM | SC AMYLUM ROMANIA SRL | DC | TG. SECUIESC | Covasna | 0.8 | 1.6 | 0.010506 | 72000
exit |  |  | SM0407D0 | LEMNIA | VSM08 | DISTRIGAZ SUD RETELE | DISTSR | SC DISTRIGAZ SUD RETELE SRL | DSO | LEMNIA | Covasna | 0.8 | 1.8 | 0.010653 | 52800
exit |  |  | SM0408D0 | BRETCU | VSM08 | DISTRIGAZ SUD RETELE | DISTSR | SC DISTRIGAZ SUD RETELE SRL | DSO | BRETCU | Covasna | 0.8 | 1.8 | 0.010588 | 57600
exit |  |  | SM0409D0 | MUGENI | VSM18 | HARGITA GAZ | HARGAZ | SC HARGAZ HARGHITA GAZ SA | DSO | MUGENI | Harghita | 1.6 | 2.2 | 0.010479 | 8000
exit |  |  | SM0410D0 | FELICENI | VSM18 | HARGITA GAZ | HARGAZ | SC HARGAZ HARGHITA GAZ SA | DSO | FELICENI | Harghita | 1.4 | 2.2 | 0.010476 | 13000
exit |  |  | SM0411D0 | ODORHEIU SECUIESC | VSM10 | E.ON GAZ DISTRIBUTIE | EGDTGM | DELGAZ GRID SA | DSO | ODORHEIU SECUIESC | Harghita | 0.8 | 1.8 | 0.010577 | 600000
exit |  |  | SM0412D0 | VLAHITA | VSM10 | E.ON GAZ DISTRIBUTIE | EGDTGM | DELGAZ GRID SA | DSO | VLAHITA | Harghita | 0.8 | 1.8 | 0.01059 | 240000
exit |  |  | SM0413D0 | FUNDATIA TABOR LUETA |  |  | STATCV | FUNDATIA TABOR | DC | LUETA | Harghita | 1 | 1.8 | 0.010597 | 2400
exit |  |  | SM0414D0 | CAPALNITA | VSM18 | HARGITA GAZ | HARGAZ | SC HARGAZ HARGHITA GAZ SA | DSO | CAPALNITA | Harghita | 1 | 1.8 | 0.01059 | 28800
exit |  |  | SM0415D1 | MIERCUREA CIUC | VSM10 | E.ON GAZ DISTRIBUTIE | EGDTGM | DELGAZ GRID SA | DSO | MIERCUREA CIUC | Harghita | 0.8 | 1.8 | 0.010558 | 900000
exit |  |  | SM0415D2 | SC HEINEKEN M. CIUC |  |  | HEINEK | SC HEINEKEN ROMANIA SA | DC | MIERCUREA CIUC | Harghita | 1 | 2 | 0.010667 | 60000
exit |  |  | SM0416D0 | UM MIERCUREA CIUC |  |  | UMCIUC | UNITATEA MILITARA NR 01158 | DC | MIERCUREA CIUC | Harghita | 0.8 | 1.8 | 0.010533 | 4800
exit |  |  | SM0418D0 | PAULENI | VSM18 | HARGITA GAZ | HARGAZ | SC HARGAZ HARGHITA GAZ SA | DSO | PAULENI | Harghita | 1 | 1.8 | 0.010577 | 120000
exit |  |  | SM0419D0 | BALAN | VSM18 | HARGITA GAZ | HARGAZ | SC HARGAZ HARGHITA GAZ SA | DSO | BALAN | Harghita | 1 | 1.8 | 0.010559 | 120000
exit |  |  | SM0420D0 | SANDOMINIC | VSM18 | HARGITA GAZ | HARGAZ | SC HARGAZ HARGHITA GAZ SA | DSO | SANDOMINIC | Harghita | 1 | 1.8 | 0.01057 | 120000
exit |  |  | SM0421D0 | BRADESTI | VSM10 | E.ON GAZ DISTRIBUTIE | EGDTGM | DELGAZ GRID SA | DSO | BRADESTI | Harghita | 1; 2,5 | 1,5; 3 | 0.010553 | 38400
exit |  |  | SM0422D0 | CIRESOAIA | VSM10 | E.ON GAZ DISTRIBUTIE | EGDTGM | DELGAZ GRID SA | DSO | CIRESOAIA | Bacau | 0.6 | 2 | 0.010633 | 12000
exit |  |  | SM0423D0 | CERDAC | VSM10 | E.ON GAZ DISTRIBUTIE | EGDTGM | DELGAZ GRID SA | DSO | CERDAC | Bacau | 0.6 | 2 | 0.010657 | 12000
exit |  |  | SM0426D0 | TARGU OCNA | VSM10 | E.ON GAZ DISTRIBUTIE | EGDTGM | DELGAZ GRID SA | DSO | TARGU OCNA | Bacau | 0.8 | 1.8 | 0.010621 | 96000
exit |  |  | SM0427D0 | MANASTIREA MAGURA OCNEI |  |  | MANMGO | MANASTIREA MAGURA OCNEI | DC | TARGU OCNA | Bacau | 0.05 | 2 | 0.010637 | 2400
exit |  |  | SM0428D0 | MINTIU GHERLII | VSM06 | CPL CONCORDIA | CPLCNC | SC CPL CONCORDIA SRL | DSO | MINTIU GHERLII | Cluj | 1 | 1.6 | 0.010513 | 14400
exit |  |  | SM0429D0 | SC EDILUL CAMPULUNG |  |  | EDILUL | SC EDILUL C.G.A. SA | DC | CAMPULUNG | Arges | 0.5 | 0.8 | 0.01082 | 2400
exit |  |  | SM0430D0 | POIENI | VSM10 | E.ON GAZ DISTRIBUTIE | EGDTGM | DELGAZ GRID SA | DSO | POIENI | Bacau | 0.6 | 2 | 0.010675 | 12000
exit |  |  | SM0431D0 | DARMANESTI | VSM10 | E.ON GAZ DISTRIBUTIE | EGDTGM | DELGAZ GRID SA | DSO | DARMANESTI | Bacau | 0.8 | 2 | 0.010607 | 240000
exit |  |  | SM0436D0 | VERMESTI | VSM10 | E.ON GAZ DISTRIBUTIE | EGDTGM | DELGAZ GRID SA | DSO | VERMESTI | Bacau | 0.6 | 2 | 0.010646 | 12000
exit |  |  | SM0438D0 | ONESTI | VSM10 | E.ON GAZ DISTRIBUTIE | EGDTGM | DELGAZ GRID SA | DSO | ONESTI | Bacau | 2.5 | 5 | 0.010614 | 7200000
exit |  |  | SM0442D0 | LUNCANI | VSM10 | E.ON GAZ DISTRIBUTIE | EGDTGM | DELGAZ GRID SA | DSO | LUNCANI | Bacau | 0.8 | 2 | 0.010605 | 4800
exit |  |  | SM0444D0 | PADURENI BC | VSM10 | E.ON GAZ DISTRIBUTIE | EGDTGM | DELGAZ GRID SA | DSO | PADURENI | Bacau | 0.8 | 2 | 0.010653 | 40800
exit |  |  | SM0446D0 | BUHUSI | VSM10 | E.ON GAZ DISTRIBUTIE | EGDTGM | DELGAZ GRID SA | DSO | BUHUSI | Bacau | 1 | 1.8 | 0.011525 | 156000
exit |  |  | SM0447D0 | SC AGRICOLA INTERNATIONAL BACA |  |  | AGRIBC | SC AGRICOLA INTERNATIONAL SA | DC | RACOVA | Bacau | 0.8 | 2 | 0.010814 | 52800
exit |  |  | SM0448D1 | SC GA-PRO-CO SAVINESTI I |  |  | GAPROI | SC GA-PRO-CO CHEMICAL SA | DC | SAVINESTI | Neamt | 4 | 6 | 0.010441 | 960000
exit |  |  | SM0448D2 | SC GA-PRO-CO SAVINESTI II |  |  | GAPRII | SC GA-PRO-CO CHEMICAL SA | DC | SAVINESTI | Neamt | 1.8 | 2.4 | 0.011077 | 288000
exit |  |  | SM0448D3 | SC YARNEA (FIBREX) SAVINESTI |  |  | YARNEA | SC YARNEA SRL | DC | SAVINESTI | Neamt | 1.5 | 4 | 0.011525 | 15600
exit |  |  | SM0450D1 | SC KOBER SAVINESTI |  |  | KOBERS | SC KOBER SAVINESTI | DC | SAVINESTI | Neamt | 1 | 1.5 | 0.01108 | 30000
exit |  |  | SM0450D2 | SC RIFIL SAVINESTI |  |  | RIFILS | SC RIFIL SAVINESTI | DC | SAVINESTI | Neamt | 1 | 1.5 | 0.01129 | 18000
exit |  |  | SM0452D0 | TAZLAU | VSM10 | E.ON GAZ DISTRIBUTIE | EGDTGM | DELGAZ GRID SA | DSO | TAZLAU | Neamt | 0.4 | 2 | 0.011595 | 52800
exit |  |  | SM0456D0 | SPITALUL DE PNEUMOFTIZIOLOGIE BISERICANI |  |  | SANBIS | SPITALUL DE PNEUMOFTIZIOLOGIE BISERICANI | DC | BISERICANI | Neamt | 0.6 | 2 | 0.011199 | 28800
exit |  |  | SM0457D0 | SC UNOPAN VADURI |  |  | UNOPAN | SC UNOPAN SRL | DC | VADURI | Neamt | 0.5 | 1 | 0.011248 | 2400
exit |  |  | SM0458D0 | STEJARU | VSM10 | E.ON GAZ DISTRIBUTIE | EGDTGM | DELGAZ GRID SA | DSO | STEJARU | Neamt | 0.8 | 2 | 0.01112 | 48000
exit |  |  | SM0459D0 | BICAZ | VSM10 | E.ON GAZ DISTRIBUTIE | EGDTGM | DELGAZ GRID SA | DSO | BICAZ | Neamt | 0.5 | 3 | 0.011201 | 840000
exit |  |  | SM0461D0 | SC KOBER VADURI |  |  | KOBERV | SC KOBER SRL - SUCURSALA VADURI | DC | VADURI | Neamt | 1.4 | 1.8 | 0.011145 | 1440
exit |  |  | SM0462D0 | TARGU NEAMT | VSM10 | E.ON GAZ DISTRIBUTIE | EGDTGM | DELGAZ GRID SA | DSO | TG. NEAMT | Neamt | 0.8 | 2 | 0.010813 | 84000
exit |  |  | SM0462D1 | VANATORI | VSM20 | MIHOC OIL | MIHOCO | SC MIHOC OIL SRL | DSO | TG. NEAMT | Neamt | 2 | 4 | 0.010824 | 36000
exit |  |  | SM0463D1 | SC MIROFOR TARGU NEAMT |  |  | MIROFR | SC MIROFOR SRL | DC | HUMULESTI | Neamt | 0.2 | 1 | 0.010821 | 960
exit |  |  | SM0464D0 | ROMAN | VSM10 | E.ON GAZ DISTRIBUTIE | EGDTGM | DELGAZ GRID SA | DSO | ROMAN | Neamt | 1.2 | 2 | 0.010831 | 600000
exit |  |  | SM0465D1 | SC ARCELORMITTAL TUBULAR PRODUCTS ROMAN |  |  | MITTRO | SC ARCELORMITTAL TUBULAR PRODUCTS SA | DC | ROMAN | Neamt | 0.8 | 4 | 0.010845 | 600000
exit |  |  | SM0465D2 | SC ELEROM ROMAN |  |  | ELEROM | SC ELEROM SA | DC | ROMAN | Neamt | 3.5 | 4 | 0.010784 | 12000
exit |  |  | SM0466D0 | SC SUINPROD ROMAN |  |  | SPDROM | SC SUINPROD SA | DC | TRAIAN | Neamt | 1.2 | 2 | 0.010816 | 28800
exit |  |  | SM0468D0 | HARLAU | VSM13 | GAZ NORD EST | GAZNEH | SC GAZ NORD EST SA | DSO | HARLAU | Iasi | 0.8 | 1 | 0.010792 | 60000
exit |  |  | SM0468D1 | SCOBINTI | VSM07 | DESIGN PROIECT IASI | DESIGN | SC DESIGN PROIECT SRL | DSO | SCOBINTI | Iasi | 0.5 | 0.8 | 0.010791 | 60000
exit |  |  | SM0469D0 | DULCESTI | VSM10 | E.ON GAZ DISTRIBUTIE | EGDTGM | DELGAZ GRID SA | DSO | DULCESTI | Neamt | 0.8 | 1.5 | 0.010802 | 22320
exit |  |  | SM0470D1 | SC MATINAL PROD COM TUPILATI |  |  | HANANC | SC MATINAL PROD COM SRL | DC | TUPILATI | Neamt | 0.8 | 1 | 0.010817 | 4800
exit |  |  | SM0471D0 | CUCUTENI | VSM13 | GAZ NORD EST | GAZNEH | SC GAZ NORD EST SA | DSO | CUCUTENI | Iasi | 0.6 | 0.8 | 0.010794 | 28800
exit |  |  | SM0472D0 | SC SCAZ SECUIENI I |  |  | SCAZSI | SCDA SECUIENI | DC | SECUIENI | Neamt | 0.8 | 2 | 0.010797 | 9600
exit |  |  | SM0474D1 | SC ROMPAK PASCANI |  |  | ROMPAK | SC ROMPAK SRL | DC | PASCANI | Iasi | 0.8 | 1 | 0.010822 | 19200
exit |  |  | SM0475D0 | CIOHORANI | VSM10 | E.ON GAZ DISTRIBUTIE | EGDTGM | DELGAZ GRID SA | DSO | CIOHORANI | Iasi | 0.6 | 0.8 | 0.010813 | 28800
exit |  |  | SM0476D0 | MIROSLOVESTI | VSM10 | E.ON GAZ DISTRIBUTIE | EGDTGM | DELGAZ GRID SA | DSO | MIROSLOVESTI | Iasi | 1.4 | 1.6 | 0.010849 | 60000
exit |  |  | SM0477D0 | MOTCA | VSM10 | E.ON GAZ DISTRIBUTIE | EGDTGM | DELGAZ GRID SA | DSO | MOTCA | Iasi | 0.6 | 0.8 | 0.010813 | 28800
exit |  |  | SM0477D1 | BOURENI | VSM22 | PRISMA SERV COMPANY | PRISMA | SC PRISMA SERV COMPANY SRL | DSO | MOTCA | Iasi | 0.6 | 2.6 | 0.01077 | 4800
exit |  |  | SM0478D0 | TARGU FRUMOS | VSM10 | E.ON GAZ DISTRIBUTIE | EGDTGM | DELGAZ GRID SA | DSO | TG. FRUMOS | Iasi | 0.8 | 1 | 0.010807 | 120000
exit |  |  | SM0479D0 | PODUL ILOAIEI | VSM10 | E.ON GAZ DISTRIBUTIE | EGDTGM | DELGAZ GRID SA | DSO | PODU ILIOAIEI | Iasi | 0.6 | 0.8 | 0.010804 | 120000
exit |  |  | SM0480D1 | SC ANTIBIOTICE IASI |  |  | ANTIBI | SC ANTIBIOTICE SA | DC | IASI | Iasi | 0.6 | 2 | 0.010818 | 480000
exit |  |  | SM0480D2 | URICANI | VSM10 | E.ON GAZ DISTRIBUTIE | EGDTGM | DELGAZ GRID SA | DSO | IASI | Iasi | 1.5 | 2.5 | 0.010803 | 48000
exit |  |  | SM0481D0 | SC SCAZ SECUIENI II |  |  | SCZSII | SCDA SECUIENI | DC | SECUIENI | Neamt | 0.8 | 2 | 0.01089 | 26400
exit |  |  | SM0485D0 | FRASIN | VSM10 | E.ON GAZ DISTRIBUTIE | EGDTGM | DELGAZ GRID SA | DSO | FRASIN | Suceava | 1 | 1.5 | 0.010822 | 120000
exit |  |  | SM0488D0 | SALCEA | VSM10 | E.ON GAZ DISTRIBUTIE | EGDTGM | DELGAZ GRID SA | DSO | SALCEA | Suceava | 0.5 | 1.5 | 0.010762 | 52800
exit |  |  | SM0489D0 | SIMINICEA | VSM10 | E.ON GAZ DISTRIBUTIE | EGDTGM | DELGAZ GRID SA | DSO | SIMINICEA | Suceava | 0.7 | 0.8 | 0.010757 | 52800
exit |  |  | SM0490D0 | FALTICENI | VSM10 | E.ON GAZ DISTRIBUTIE | EGDTGM | DELGAZ GRID SA | DSO | FALTICENI | Suceava | 1 | 2.5 | 0.010724 | 360000
exit |  |  | SM0491D0 | IPOTESTI | VSM10 | E.ON GAZ DISTRIBUTIE | EGDTGM | DELGAZ GRID SA | DSO | IPOTESTI | Suceava | 0.7 | 0.8 | 0.01073 | 52800
exit |  |  | SM0492D0 | BOSANCI | VSM10 | E.ON GAZ DISTRIBUTIE | EGDTGM | DELGAZ GRID SA | DSO | BOSANCI | Suceava | 0.7 | 0.8 | 0.010728 | 52800
exit |  |  | SM0493D0 | SUCEAVA | VSM10 | E.ON GAZ DISTRIBUTIE | EGDTGM | DELGAZ GRID SA | DSO | SUCEAVA | Suceava | 1.6 | 2.5 | 0.010721 | 1080000
exit |  |  | SM0494D1 | BOTOSANI | VSM10 | E.ON GAZ DISTRIBUTIE | EGDTGM | DELGAZ GRID SA | DSO | BOTOSANI | Botosani | 1.2 | 1.8 | 0.010757 | 480000
exit |  |  | SM0494D2 | SC MODERN CALOR BOTOSANI |  |  | TRMBOT | SC MODERN CALOR SA | DC | BOTOSANI | Botosani | 1.2 | 1.8 | 0.010759 | 384000
exit |  |  | SM0495D0 | BUCECEA | VSM10 | E.ON GAZ DISTRIBUTIE | EGDTGM | DELGAZ GRID SA | DSO | BUCECEA | Botosani | 1 | 1.9 | 0.010742 | 360000
exit |  |  | SM0496D0 | DOROHOI | VSM10 | E.ON GAZ DISTRIBUTIE | EGDTGM | DELGAZ GRID SA | DSO | DOROHOI | Botosani | 1 | 2.5 | 0.010755 | 240000
exit |  |  | SM0498D0 | RADAUTI |  |  | NORDGR | SC NORD GAZ SRL | DSO | RADAUTI | Suceava | 2.4 | 2.6 | 0.010589 | 360000
exit |  |  | SM0502D0 | SASCUT | VSM10 | E.ON GAZ DISTRIBUTIE | EGDTGM | DELGAZ GRID SA | DSO | SASCUT | Bacau | 1 | 1.8 | 0.010639 | 456000
exit |  |  | SM0503D0 | SC AGROTURISM KM 256 RACACIUNI |  |  | AGR256 | SC AGROTURISM KM 256 SRL | DC | RACACIUNI | Bacau | 0.02 | 0.06 | 0.010719 | 480
exit |  |  | SM0504D0 | SC CONDMAG URECHESTI |  |  | CONDUR | SC CONDMAG SA | DC | URECHESTI | Bacau | 0.5 | 1 | 0.010681 | 2400
exit |  |  | SM0505D0 | RACACIUNI | VSM10 | E.ON GAZ DISTRIBUTIE | EGDTGM | DELGAZ GRID SA | DSO | RACACIUNI | Bacau | 0.8 | 1.5 | 0.010663 | 8640
exit |  |  | SM0506D0 | MAGURENI |  |  | MMDATA | SC MM DATA SRL | DSO | MAGURENI | Prahova | 1.1 | 2 | 0.010527 | 67200
exit |  |  | SM0508D0 | ADJUD | VSM08 | DISTRIGAZ SUD RETELE | DISTSR | SC DISTRIGAZ SUD RETELE SRL | DSO | ADJUD | Vrancea | 1.5 | 2 | 0.010676 | 240000
exit |  |  | SM0510D0 | SC SCHENKER LOGISTICS ROMANIA ORADEA |  |  | ROMTRS | SC SCHENKER LOGISTICS ROMANIA SA | DC | ORADEA | Bihor | 1 | 1.8 | 0.010623 | 3840
exit |  |  | SM0511D1 | SC SMC PREFABRICATE DOAGA |  |  | SMCPRE | SC SMC PREFABRICATE DOAGA | DC | DOAGA | Vrancea | 1 | 2 | 0.010802 | 9600
exit |  |  | SM0511D2 | SC MBM DOAGA | VSM08 | DISTRIGAZ SUD RETELE | DISTSR | SC DISTRIGAZ SUD RETELE SRL | DSO | DOAGA | Vrancea | 1 | 2 | 0.010815 | 2400
exit |  |  | SM0512D0 | FOCSANI | VSM08 | DISTRIGAZ SUD RETELE | DISTSR | SC DISTRIGAZ SUD RETELE SRL | DSO | FOCSANI | Vrancea | 1.5 | 3 | 0.010855 | 720000
exit |  |  | SM0513D0 | TECUCI | VSM08 | DISTRIGAZ SUD RETELE | DISTSR | SC DISTRIGAZ SUD RETELE SRL | DSO | TECUCI | Galati | 1 | 2 | 0.010873 | 720000
exit |  |  | SM0514D0 | SC OCOLUL SILVIC SENDRENI | VSM08 | DISTRIGAZ SUD RETELE | DISTSR | SC DISTRIGAZ SUD RETELE SRL | DSO | SENDRENI | Galati | 0.7 | 2 | 0.010962 | 480
exit |  |  | SM0515D0 | BUCIUMENI MANASTIRE | VSM08 | DISTRIGAZ SUD RETELE | DISTSR | SC DISTRIGAZ SUD RETELE SRL | DSO | BUCIUMENI | Galati | 0.8 | 2 | 0.010678 | 2400
exit |  |  | SM0516D2 | MARASESTI | VSM08 | DISTRIGAZ SUD RETELE | DISTSR | SC DISTRIGAZ SUD RETELE SRL | DSO | MARASESTI | Vrancea | 1 | 2 | 0.01083 | 432000
exit |  |  | SM0517D0 | BARLAD | VSM10 | E.ON GAZ DISTRIBUTIE | EGDTGM | DELGAZ GRID SA | DSO | BARLAD | Vaslui | 1.5 | 3 | 0.010896 | 600000
exit |  |  | SM0518D0 | VASLUI | VSM16 | GAZ EST | GZESTV | SC GAZ EST SA | DSO | VASLUI | Vaslui | 1 | 4 | 0.01091 | 600000
exit |  |  | SM0519D0 | INDEPENDENTA - PETROM |  |  | PETRLD | SC OMV PETROM SA (LIVRARE DIRECTA) | DC | LASCAR CATARGIU | Galati | 2 | 4 | 0.010833 | 52800
exit |  |  | SM0520D0 | SC SORGSIR LIESTI |  |  | ZAHLIE | SC SORGSIR SRL | DC | LIESTI | Galati | 1 | 3 | 0.010839 | 62400
exit |  |  | SM0521D0 | TUDOR VLADIMIRESCU MANASTIRE | VSM08 | DISTRIGAZ SUD RETELE | DISTSR | SC DISTRIGAZ SUD RETELE SRL | DSO | TUDOR VLADIMIRESCU | Galati | 0.8 | 2 | 0.010839 | 1200
exit |  |  | SM0522D0 | SCHELA | VSM08 | DISTRIGAZ SUD RETELE | DISTSR | SC DISTRIGAZ SUD RETELE SRL | DSO | SCHELA | Galati | 0.8 | 3 | 0.010843 | 52800
exit |  |  | SM0523D1 | SC CEREAL PROD INDEPENDENTA GA |  |  | SPDIGL | SC CEREAL PROD SA | DC | INDEPENDENTA | Galati | 0.5 | 2 | 0.01084 | 30000
exit |  |  | SM0523D2 | INDEPENDENTA | VSM08 | DISTRIGAZ SUD RETELE | DISTSR | SC DISTRIGAZ SUD RETELE SRL | DSO | INDEPENDENTA | Galati | 1 | 2 | 0.010891 | 36000
exit |  |  | SM0524D0 | GALATI | VSM08 | DISTRIGAZ SUD RETELE | DISTSR | SC DISTRIGAZ SUD RETELE SRL | DSO | GALATI | Galati | 2 | 3 | 0.010853 | 1080000
exit |  |  | SM0525D1 | SC ARCELOR MITTAL GALATI |  |  | MITTGL | SC ARCELOR MITTAL GALATI SA | DC | GALATI | Galati | 1 | 5 | 0.010929 | 2640000
exit |  |  | SM0525D2 | CET GALATI |  |  | ELCGAL | SC ELECTROCENTRALE GALATI SA | DC | GALATI | Galati | 1.2 | 4.5 | 0.010802 | 5280000
exit |  |  | SM0525D3 | SC ARCELOR MITTAL FURNALE GALA |  |  | MITTGL | SC ARCELOR MITTAL GALATI SA | DC | GALATI | Galati | 4 | 5 | 0.010953 | 1920000
exit |  |  | SM0527D0 | SC GALCO BRAILA | VSM08 | DISTRIGAZ SUD RETELE | DISTSR | SC DISTRIGAZ SUD RETELE SRL | DSO | VADENI | Braila | 0.4 | 2 | 0.010672 | 24000
exit |  |  | SM0528D0 | TICHILESTI | VSM08 | DISTRIGAZ SUD RETELE | DISTSR | SC DISTRIGAZ SUD RETELE SRL | DSO | TICHILESTI | Braila | 0.8 | 2.5 | 0.010875 | 12000
exit |  |  | SM0529D0 | BRAILA | VSM08 | DISTRIGAZ SUD RETELE | DISTSR | SC DISTRIGAZ SUD RETELE SRL | DSO | BRAILA | Braila | 2 | 4 | 0.010876 | 1080000
exit |  |  | SM0530D0 | SC COMSUIN BRAILA | VSM08 | DISTRIGAZ SUD RETELE | DISTSR | SC DISTRIGAZ SUD RETELE SRL | DSO | BRAILA | Braila | 1 | 2 | 0.010911 | 60000
exit |  |  | SM0531D1 | CHISCANI | VSM08 | DISTRIGAZ SUD RETELE | DISTSR | SC DISTRIGAZ SUD RETELE SRL | DSO | CHISCANI | Braila | 2 | 3 | 0.010886 | 3360000
exit |  |  | SM0532D0 | ZAGNA VADENI | VSM08 | DISTRIGAZ SUD RETELE | DISTSR | SC DISTRIGAZ SUD RETELE SRL | DSO | VADENI | Braila | 1; 2,5 | 1,5; 3,5 | 0.010985 | 36000
exit |  |  | SM0533D0 | NAVODARI | VSM08 | DISTRIGAZ SUD RETELE | DISTSR | SC DISTRIGAZ SUD RETELE SRL | DSO | NAVODARI | Constanta | 4.6 | 5.9 | 0.011136 | 720000
exit |  |  | SM0534D0 | CONSTANTA | VSM08 | DISTRIGAZ SUD RETELE | DISTSR | SC DISTRIGAZ SUD RETELE SRL | DSO | CONSTANTA | Constanta | 4.2 | 4.8 | 0.011071 | 2640000
exit |  |  | SM0535D0 | OVIDIU I | VSM08 | DISTRIGAZ SUD RETELE | DISTSR | SC DISTRIGAZ SUD RETELE SRL | DSO | OVIDIU | Constanta | 0.8 | 1.2 | 0.011055 | 52800
exit |  |  | SM0536D1 | JIJILA | VSM08 | DISTRIGAZ SUD RETELE | DISTSR | SC DISTRIGAZ SUD RETELE SRL | DSO | JIJILA | Tulcea | 1.2 | 1.8 | 0.011063 | 40800
exit |  |  | SM0536D2 | MACIN |  |  | MACING | SC MACIN GAZ SRL | DSO | JIJILA | Tulcea | 2.5 | 4.5 | 0.011052 | 130320
exit |  |  | SM0537D0 | ISACCEA | VSM08 | DISTRIGAZ SUD RETELE | DISTSR | SC DISTRIGAZ SUD RETELE SRL | DSO | ISACCEA | Tulcea | 2 | 3.5 | 0.010965 | 120000
exit |  |  | SM0539D0 | NEGRESTI OAS | VSM15 | GAZ VEST | GAZVST | SC GAZ VEST SA | DSO | NEGRESTI OAS | Satu Mare | 0.8 | 1.8 | 0.010523 | 240000
exit |  |  | SM0540D0 | TAGA | VSM10 | E.ON GAZ DISTRIBUTIE | EGDTGM | DELGAZ GRID SA | DSO | TAGA | Cluj | 1 | 1.5 | 0.010517 | 24000
exit |  |  | SM0543D0 | CASEIU | VSM10 | E.ON GAZ DISTRIBUTIE | EGDTGM | DELGAZ GRID SA | DSO | CASEIU | Cluj | 1 | 2 | 0.010516 | 52800
exit |  |  | SM0544D1 | GHERLA | VSM10 | E.ON GAZ DISTRIBUTIE | EGDTGM | DELGAZ GRID SA | DSO | GHERLA | Cluj | 1.3 | 2.8 | 0.010524 | 288000
exit |  |  | SM0544D2 | NICULA | VSM06 | CPL CONCORDIA | CPLCNC | SC CPL CONCORDIA SRL | DSO | NICULA | Cluj | 1.3 | 2.8 | 0.010521 | 12000
exit |  |  | SM0548D0 | CAPALNA | VSM10 | E.ON GAZ DISTRIBUTIE | EGDTGM | DELGAZ GRID SA | DSO | CAPALNA | Salaj | 0.8 | 1.5 | 0.010519 | 28800
exit |  |  | SM0549D0 | GALGAU | VSM10 | E.ON GAZ DISTRIBUTIE | EGDTGM | DELGAZ GRID SA | DSO | GALGAU | Salaj | 0.8 | 1.5 | 0.010515 | 12000
exit |  |  | SM0550D0 | GLOD | VSM10 | E.ON GAZ DISTRIBUTIE | EGDTGM | DELGAZ GRID SA | DSO | GLOD | Salaj | 0.8 | 1.5 | 0.010521 | 12000
exit |  |  | SM0551D0 | ILEANDA | VSM10 | E.ON GAZ DISTRIBUTIE | EGDTGM | DELGAZ GRID SA | DSO | ILEANDA | Salaj | 0.8 | 1.5 | 0.010513 | 28800
exit |  |  | SM0552D0 | LEMNIU | VSM10 | E.ON GAZ DISTRIBUTIE | EGDTGM | DELGAZ GRID SA | DSO | LEMNIU | Salaj | 0.8 | 1.5 | 0.010514 | 28800
exit |  |  | SM0553D0 | JIBOU | VSM10 | E.ON GAZ DISTRIBUTIE | EGDTGM | DELGAZ GRID SA | DSO | JIBOU | Salaj | 0.8 | 1.8 | 0.010612 | 120000
exit |  |  | SM0554D0 | SURDUC | VSM10 | E.ON GAZ DISTRIBUTIE | EGDTGM | DELGAZ GRID SA | DSO | SURDUC | Salaj | 0.8 | 1.8 | 0.010517 | 28800
exit |  |  | SM0556D0 | VALEA CHIOARULUI | VSM10 | E.ON GAZ DISTRIBUTIE | EGDTGM | DELGAZ GRID SA | DSO | VALEA CHIOARULUI | Maramures | 1.5 | 2 | 0.010522 | 28800
exit |  |  | SM0557D0 | SOMCUTA MARE | VSM10 | E.ON GAZ DISTRIBUTIE | EGDTGM | DELGAZ GRID SA | DSO | SOMCUTA MARE | Maramures | 0.8 | 1.2 | 0.010514 | 120000
exit |  |  | SM0558D0 | VALENII SOMCUTEI | VSM10 | E.ON GAZ DISTRIBUTIE | EGDTGM | DELGAZ GRID SA | DSO | VALENII SOMCUTEI | Maramures | 0.8 | 1.2 | 0.01052 | 12000
exit |  |  | SM0559D0 | SACALASENI | VSM10 | E.ON GAZ DISTRIBUTIE | EGDTGM | DELGAZ GRID SA | DSO | SACALASENI | Maramures | 0.8 | 1.2 | 0.010529 | 52800
exit |  |  | SM0560D0 | CHECHIS | VSM10 | E.ON GAZ DISTRIBUTIE | EGDTGM | DELGAZ GRID SA | DSO | CHECHIS | Maramures | 0.8 | 1.7 | 0.010538 | 52800
exit |  |  | SM0561D0 | LAPUSEL | VSM10 | E.ON GAZ DISTRIBUTIE | EGDTGM | DELGAZ GRID SA | DSO | LAPUSEL | Maramures | 0.8 | 1.2 | 0.01054 | 28800
exit |  |  | SM0562D0 | SATULUNG | VSM10 | E.ON GAZ DISTRIBUTIE | EGDTGM | DELGAZ GRID SA | DSO | SATULUNG | Maramures | 0.8 | 1.2 | 0.010513 | 28800
exit |  |  | SM0563D0 | CULCEA | VSM10 | E.ON GAZ DISTRIBUTIE | EGDTGM | DELGAZ GRID SA | DSO | CULCEA | Maramures | 0.8 | 1.2 | 0.010537 | 52800
exit |  |  | SM0564D0 | LASCHIA | VSM10 | E.ON GAZ DISTRIBUTIE | EGDTGM | DELGAZ GRID SA | DSO | LASCHIA | Maramures | 0.8 | 1.2 | 0.010532 | 120000
exit |  |  | SM0565D0 | BOZANTA MICA | VSM10 | E.ON GAZ DISTRIBUTIE | EGDTGM | DELGAZ GRID SA | DSO | BOZANTA MICA | Maramures | 1.6 | 2.4 | 0.010586 | 28800
exit |  |  | SM0567D0 | GROSI | VSM10 | E.ON GAZ DISTRIBUTIE | EGDTGM | DELGAZ GRID SA | DSO | GROSI | Maramures | 0.8 | 1.2 | 0.010529 | 52800
exit |  |  | SM0568D0 | REMETEA CHIOARULUI | VSM10 | E.ON GAZ DISTRIBUTIE | EGDTGM | DELGAZ GRID SA | DSO | REMETEA CHIOARULUI | Maramures | 0.8 | 1.2 | 0.010514 | 28800
exit |  |  | SM0569D0 | FINTEUSU MARE | VSM10 | E.ON GAZ DISTRIBUTIE | EGDTGM | DELGAZ GRID SA | DSO | FINTEUSU MARE | Maramures | 0.8 | 1.2 | 0.01051 | 12000
exit |  |  | SM0570D0 | TARGU LAPUS | VSM10 | E.ON GAZ DISTRIBUTIE | EGDTGM | DELGAZ GRID SA | DSO | TARGU LAPUS | Maramures | 0.8 | 1.2 | 0.010529 | 120000
exit |  |  | SM0571D0 | BERINTA | VSM10 | E.ON GAZ DISTRIBUTIE | EGDTGM | DELGAZ GRID SA | DSO | BERINTA | Maramures | 0.8 | 1.2 | 0.01052 | 28800
exit |  |  | SM0572D0 | COPALNIC MANASTUR | VSM10 | E.ON GAZ DISTRIBUTIE | EGDTGM | DELGAZ GRID SA | DSO | COPALNIC MANASTUR | Maramures | 0.8 | 1.5 | 0.010528 | 28800
exit |  |  | SM0573D0 | BICAU | VSM10 | E.ON GAZ DISTRIBUTIE | EGDTGM | DELGAZ GRID SA | DSO | BICAU | Satu Mare | 0.8 | 1.5 | 0.010516 | 4800
exit |  |  | SM0574D0 | POIANA CODRULUI | VSM10 | E.ON GAZ DISTRIBUTIE | EGDTGM | DELGAZ GRID SA | DSO | POIANA CODRULUI | Satu Mare | 0.8 | 1.5 | 0.010568 | 240000
exit |  |  | SM0575D0 | CICARLAU | VSM10 | E.ON GAZ DISTRIBUTIE | EGDTGM | DELGAZ GRID SA | DSO | CICARLAU | Maramures | 0.8 | 1.5 | 0.010545 | 52800
exit |  |  | SM0576D0 | SEINI | VSM10 | E.ON GAZ DISTRIBUTIE | EGDTGM | DELGAZ GRID SA | DSO | SEINI | Maramures | 0.8 | 1.5 | 0.010532 | 120000
exit |  |  | SM0577D0 | APA | VSM10 | E.ON GAZ DISTRIBUTIE | EGDTGM | DELGAZ GRID SA | DSO | APA | Satu Mare | 0.8 | 1.5 | 0.010528 | 57600
exit |  |  | SM0579D0 | TAUTII MAGHERAUS | VSM10 | E.ON GAZ DISTRIBUTIE | EGDTGM | DELGAZ GRID SA | DSO | TAUTII MAGHERAUS | Maramures | 0.8 | 1.8 | 0.010577 | 52800
exit |  |  | SM0580D0 | SC BENTONITA MEDIESU AURIT |  |  | BENTON | SC BENTONITA SA | DC | MEDIESU AURIT | Satu Mare | 0.8 | 1.5 | 0.010599 | 120000
exit |  |  | SM0581D0 | ROHIA | VSM10 | E.ON GAZ DISTRIBUTIE | EGDTGM | DELGAZ GRID SA | DSO | ROHIA | Maramures | 0.8 | 1.2 | 0.010552 | 12000
exit |  |  | SM0583D0 | BOTIZ | VSM15 | GAZ VEST | GAZVST | SC GAZ VEST SA | DSO | BOTIZ | Satu Mare | 0.8 | 1.9 | 0.010588 | 120000
exit |  |  | SM0586D0 | MARGHITA | VSM10 | E.ON GAZ DISTRIBUTIE | EGDTGM | DELGAZ GRID SA | DSO | MARGHITA | Bihor | 0.9 | 1.5 | 0.010637 | 120000
exit |  |  | SM0587D0 | SC CONTITECH AUTOMOTIVE CAREI |  |  | CONTIT | SC CONTITECH FLUID AUTOMOTIVE SRL | DC | CAREI | Satu Mare | 2 | 3.5 | 0.010465 | 480000
exit |  |  | SM0588D0 | SC RUBIN KING CAREI |  |  | RUBINK | SC RUBINKING CAREI SRL | DC | CAREI | Satu Mare | 1 | 3.5 | 0.010485 | 84000
exit |  |  | SM0591D0 | SC KLARA PROD COM CAREI IV |  |  | KLARAP | SC CLARA PRODCOM SRL | DC | CAREI | Satu Mare | 0.8 | 1.5 | 0.010426 | 1200
exit |  |  | SM0592D0 | FOIENI | VSM10 | E.ON GAZ DISTRIBUTIE | EGDTGM | DELGAZ GRID SA | DSO | FOIENI | Satu Mare | 0.8 | 2 | 0.010442 | 120000
exit |  |  | SM0593D0 | PETRESTI SM | VSM10 | E.ON GAZ DISTRIBUTIE | EGDTGM | DELGAZ GRID SA | DSO | PETRESTI | Satu Mare | 0.8 | 2 | 0.010439 | 28800
exit |  |  | SM0596D0 | LECHINTA BN | VSM10 | E.ON GAZ DISTRIBUTIE | EGDTGM | DELGAZ GRID SA | DSO | LECHINTA | Bistrita-Nasaud | 1.2 | 2 | 0.01045 | 72000
exit |  |  | SM0598D0 | FANTANELE BN | VSM10 | E.ON GAZ DISTRIBUTIE | EGDTGM | DELGAZ GRID SA | DSO | FANTANELE BN | Bistrita-Nasaud | 1.2 | 2 | 0.010447 | 72000
exit |  |  | SM0599D0 | CORVINESTI | VSM10 | E.ON GAZ DISTRIBUTIE | EGDTGM | DELGAZ GRID SA | DSO | CORVINESTI | Bistrita-Nasaud | 1 | 1.4 | 0.010511 | 12000
exit |  |  | SM0600D0 | ARCALIA | VSM10 | E.ON GAZ DISTRIBUTIE | EGDTGM | DELGAZ GRID SA | DSO | ARCALIA | Bistrita-Nasaud | 1.2 | 2 | 0.010449 | 28800
exit |  |  | SM0601D0 | CRAINIMAT | VSM10 | E.ON GAZ DISTRIBUTIE | EGDTGM | DELGAZ GRID SA | DSO | CRAINIMAT | Bistrita-Nasaud | 1.2 | 2 | 0.010451 | 52800
exit |  |  | SM0602D0 | BISTRITA BN | VSM10 | E.ON GAZ DISTRIBUTIE | EGDTGM | DELGAZ GRID SA | DSO | BISTRITA | Bistrita-Nasaud | 1.2 | 2 | 0.010514 | 720000
exit |  |  | SM0603D0 | BECLEAN | VSM10 | E.ON GAZ DISTRIBUTIE | EGDTGM | DELGAZ GRID SA | DSO | BECLEAN | Bistrita-Nasaud | 1.2 | 2 | 0.010504 | 432000
exit |  |  | SM0604D0 | MATEI | VSM10 | E.ON GAZ DISTRIBUTIE | EGDTGM | DELGAZ GRID SA | DSO | MATEI | Bistrita-Nasaud | 1.2 | 2 | 0.010448 | 12000
exit |  |  | SM0605D0 | BIDIU | VSM10 | E.ON GAZ DISTRIBUTIE | EGDTGM | DELGAZ GRID SA | DSO | BIDIU | Bistrita-Nasaud | 0.8 | 1.6 | 0.010502 | 12000
exit |  |  | SM0606D0 | NUSENI | VSM10 | E.ON GAZ DISTRIBUTIE | EGDTGM | DELGAZ GRID SA | DSO | NUSENI | Bistrita-Nasaud | 0.8 | 1.5 | 0.010515 | 28800
exit |  |  | SM0607D0 | RUSU DE SUS | VSM10 | E.ON GAZ DISTRIBUTIE | EGDTGM | DELGAZ GRID SA | DSO | RUSU DE SUS | Bistrita-Nasaud | 1 | 1.5 | 0.010514 | 12000
exit |  |  | SM0608D0 | CALARASI CJ | VSM10 | E.ON GAZ DISTRIBUTIE | EGDTGM | DELGAZ GRID SA | DSO | CALARASI CJ | Cluj | 0.8 | 2 | 0.010588 | 12000
exit |  |  | SM0609D0 | FELEACU | VSM10 | E.ON GAZ DISTRIBUTIE | EGDTGM | DELGAZ GRID SA | DSO | FELEACU | Cluj | 1 | 1.4 | 0.010589 | 52800
exit |  |  | SM0610D0 | TURENI | VSM10 | E.ON GAZ DISTRIBUTIE | EGDTGM | DELGAZ GRID SA | DSO | TURENI | Cluj | 0.8 | 2 | 0.010586 | 36000
exit |  |  | SM0611D0 | LUNCA MURESULUI | VSM10 | E.ON GAZ DISTRIBUTIE | EGDTGM | DELGAZ GRID SA | DSO | LUNCA MURESULUI | Alba | 1 | 2 | 0.010583 | 15600
exit |  |  | SM0613D1 | RAZBOIENI-CETATE | VSM10 | E.ON GAZ DISTRIBUTIE | EGDTGM | DELGAZ GRID SA | DSO | RAZBOIENI-CETATE | Alba | 1 | 2 | 0.010589 | 15600
exit |  |  | SM0613D2 | SC CERAM RAZBOIENI-CETATE |  |  | CERAMR | SC CERAM SRL | DC | RAZBOIENI-CETATE | Alba | 0.4 | 0.6 | 0.010611 | 72000
exit |  |  | SM0616D0 | SC HOLCIM TURDA |  |  | HOLCTD | SC HOLCIM (ROMANIA) SA | DC | TURDA | Cluj | 1.5 | 2.5 | 0.010599 | 264000
exit |  |  | SM0617D1 | OCNA MURES | VSM10 | E.ON GAZ DISTRIBUTIE | EGDTGM | DELGAZ GRID SA | DSO | OCNA MURES | Alba | 0.8 | 2 | 0.010589 | 1248000
exit |  |  | SM0619D0 | VIISOARA | VSM10 | E.ON GAZ DISTRIBUTIE | EGDTGM | DELGAZ GRID SA | DSO | VIISOARA | Cluj | 0.8 | 2 | 0.010587 | 60000
exit |  |  | SM0620D0 | AIUD | VSM10 | E.ON GAZ DISTRIBUTIE | EGDTGM | DELGAZ GRID SA | DSO | AIUD | Alba | 1 | 2 | 0.010587 | 240000
exit |  |  | SM0621D0 | URCA | VSM10 | E.ON GAZ DISTRIBUTIE | EGDTGM | DELGAZ GRID SA | DSO | URCA | Cluj | 0.8 | 2 | 0.010587 | 12000
exit |  |  | SM0622D0 | LUNA | VSM10 | E.ON GAZ DISTRIBUTIE | EGDTGM | DELGAZ GRID SA | DSO | LUNA | Cluj | 1.5 | 2 | 0.010515 | 48000
exit |  |  | SM0623D0 | TRITENII DE JOS | VSM10 | E.ON GAZ DISTRIBUTIE | EGDTGM | DELGAZ GRID SA | DSO | TRITENII DE JOS | Cluj | 1 | 2 | 0.010586 | 40800
exit |  |  | SM0624D0 | CAMPIA TURZII | VSM10 | E.ON GAZ DISTRIBUTIE | EGDTGM | DELGAZ GRID SA | DSO | CAMPIA TURZII | Cluj | 1 | 2 | 0.010582 | 1464000
exit |  |  | SM0625D0 | BOLDUT | VSM10 | E.ON GAZ DISTRIBUTIE | EGDTGM | DELGAZ GRID SA | DSO | BOLDUT | Cluj | 0.8 | 2 | 0.010585 | 48000
exit |  |  | SM0628D0 | PATA | VSM06 | CPL CONCORDIA | CPLCNC | SC CPL CONCORDIA SRL | DSO | PATA | Cluj | 2 | 2.5 | 0.010585 | 120000
exit |  |  | SM0632D0 | STATIUNEA DE CERC. DEZV. AGRICOLA TURDA |  |  | SCAZCM | STATIUNEA DE CER. SI DEZ. AGRICOLA TURDA | DC | BOLDUT | Cluj | 0.5 | 1 | 0.010587 | 4800
exit |  |  | SM0635D0 | SOPOR | VSM10 | E.ON GAZ DISTRIBUTIE | EGDTGM | DELGAZ GRID SA | DSO | SOPOR | Cluj | 0.8 | 2 | 0.01052 | 9600
exit |  |  | SM0636D0 | FRATA | VSM10 | E.ON GAZ DISTRIBUTIE | EGDTGM | DELGAZ GRID SA | DSO | FRATA | Cluj | 1 | 2 | 0.010521 | 36000
exit |  |  | SM0638D0 | MIRASLAU | VSM10 | E.ON GAZ DISTRIBUTIE | EGDTGM | DELGAZ GRID SA | DSO | MIRASLAU | Alba | 1 | 2 | 0.01059 | 28800
exit |  |  | SM0639D0 | DECEA | VSM10 | E.ON GAZ DISTRIBUTIE | EGDTGM | DELGAZ GRID SA | DSO | DECEA | Alba | 1 | 2 | 0.010588 | 12000
exit |  |  | SM0641D0 | VISINELU | VSM10 | E.ON GAZ DISTRIBUTIE | EGDTGM | DELGAZ GRID SA | DSO | VISINELU | Mures | 1 | 1.5 | 0.010519 | 12000
exit |  |  | SM0642D0 | VALEA LARGA | VSM10 | E.ON GAZ DISTRIBUTIE | EGDTGM | DELGAZ GRID SA | DSO | VALEA LARGA | Mures | 0.8 | 2 | 0.010582 | 24000
exit |  |  | SM0643D0 | ZAU DE CAMPIE | VSM10 | E.ON GAZ DISTRIBUTIE | EGDTGM | DELGAZ GRID SA | DSO | ZAU DE CAMPIE | Mures | 2.5 | 3.5 | 0.010588 | 19200
exit |  |  | SM0644D0 | SAULIA (DE CAMPIE) | VSM10 | E.ON GAZ DISTRIBUTIE | EGDTGM | DELGAZ GRID SA | DSO | SAULIA | Mures | 1 | 2.8 | 0.010585 | 24000
exit |  |  | SM0645D0 | ATANTIS | VSM10 | E.ON GAZ DISTRIBUTIE | EGDTGM | DELGAZ GRID SA | DSO | ATANTIS | Mures | 0.8 | 2 | 0.010513 | 4800
exit |  |  | SM0646D0 | LUDUS | VSM10 | E.ON GAZ DISTRIBUTIE | EGDTGM | DELGAZ GRID SA | DSO | LUDUS | Mures | 3.5 | 5 | 0.010514 | 600000
exit |  |  | SM0648D0 | BOGATA | VSM10 | E.ON GAZ DISTRIBUTIE | EGDTGM | DELGAZ GRID SA | DSO | BOGATA | Mures | 0.8 | 2 | 0.010513 | 127200
exit |  |  | SM0649D0 | SARMASU | VSM10 | E.ON GAZ DISTRIBUTIE | EGDTGM | DELGAZ GRID SA | DSO | SARMASU | Mures | 1 | 1.8 | 0.010525 | 60000
exit |  |  | SM0651D0 | CHETANI II | VSM10 | E.ON GAZ DISTRIBUTIE | EGDTGM | DELGAZ GRID SA | DSO | CHETANI | Mures | 0.8 | 2 | 0.010485 | 2400
exit |  |  | SM0652D0 | CHETANI | VSM10 | E.ON GAZ DISTRIBUTIE | EGDTGM | DELGAZ GRID SA | DSO | CHETANI | Mures | 0.8 | 2 | 0.010513 | 12000
exit |  |  | SM0653D0 | NOSLAC | VSM10 | E.ON GAZ DISTRIBUTIE | EGDTGM | DELGAZ GRID SA | DSO | NOSLAC | Alba | 1 | 2 | 0.010513 | 28800
exit |  |  | SM0654D0 | BARBOSI | VSM10 | E.ON GAZ DISTRIBUTIE | EGDTGM | DELGAZ GRID SA | DSO | BARBOSI | Mures | 0.8 | 2 | 0.010582 | 12000
exit |  |  | SM0655D0 | ROSIORI MS | VSM10 | E.ON GAZ DISTRIBUTIE | EGDTGM | DELGAZ GRID SA | DSO | ROSIORI | Mures | 0.8 | 2 | 0.010512 | 28800
exit |  |  | SM0656D0 | SANGER | VSM10 | E.ON GAZ DISTRIBUTIE | EGDTGM | DELGAZ GRID SA | DSO | SANGER | Mures | 0.8 | 2 | 0.010517 | 52800
exit |  |  | SM0657D0 | GRINDENI | VSM10 | E.ON GAZ DISTRIBUTIE | EGDTGM | DELGAZ GRID SA | DSO | GRINDENI | Mures | 0.8 | 2 | 0.010515 | 12000
exit |  |  | SM0661D0 | IDRIFAIA | VSM10 | E.ON GAZ DISTRIBUTIE | EGDTGM | DELGAZ GRID SA | DSO | IDRIFAIA | Mures | 0.6 | 2 | 0.010509 | 24000
exit |  |  | SM0663D0 | MICA | VSM10 | E.ON GAZ DISTRIBUTIE | EGDTGM | DELGAZ GRID SA | DSO | MICA | Mures | 0.6 | 2 | 0.010509 | 7200
exit |  |  | SM0665D0 | ABUS | VSM10 | E.ON GAZ DISTRIBUTIE | EGDTGM | DELGAZ GRID SA | DSO | ABUS | Mures | 0.6 | 2 | 0.010515 | 12000
exit |  |  | SM0667D0 | CIUGUDU DE JOS | VSM10 | E.ON GAZ DISTRIBUTIE | EGDTGM | DELGAZ GRID SA | DSO | CUGUDU DE JOS | Alba | 1 | 2 | 0.010585 | 24000
exit |  |  | SM0668D0 | PETRILACA | VSM10 | E.ON GAZ DISTRIBUTIE | EGDTGM | DELGAZ GRID SA | DSO | PETRILACA | Mures | 0.8 | 2 | 0.010514 | 28800
exit |  |  | SM0671D0 | BICHIS | VSM10 | E.ON GAZ DISTRIBUTIE | EGDTGM | DELGAZ GRID SA | DSO | BICHIS | Mures | 0.8 | 2 | 0.010513 | 28800
exit |  |  | SM0672D0 | ICLANZEL | VSM10 | E.ON GAZ DISTRIBUTIE | EGDTGM | DELGAZ GRID SA | DSO | ICLANZEL | Mures | 0.8 | 2 | 0.010526 | 52800
exit |  |  | SM0673D0 | IERNUT | VSM10 | E.ON GAZ DISTRIBUTIE | EGDTGM | DELGAZ GRID SA | DSO | IERNUT | Mures | 1 | 2 | 0.010519 | 144000
exit |  |  | SM0676D1 | SC AZOMURES TG.MURES |  |  | AZOMUR | SC AZOMURES SA | DC | TG. MURES | Mures | 5.5 | 6 | 0.010508 | 2352000
exit |  |  | SM0676D2 | CET AZOMURES |  |  | CETAZO | SC AZOMURES SA | DC | TG. MURES | Mures | 1.5 | 2.3 | 0.010477 | 720000
exit |  |  | SM0677D0 | POMI | VSM15 | GAZ VEST | GAZVST | SC GAZ VEST SA | DSO | POMI | Satu Mare | 0.8 | 1.5 | 0.010546 | 52800
exit |  |  | SM0681D0 | MESTEACAN | VSM10 | E.ON GAZ DISTRIBUTIE | EGDTGM | DELGAZ GRID SA | DSO | MESTEACAN | Maramures | 0.8 | 1.3 | 0.010521 | 52800
exit |  |  | SM0685D0 | SEULIA DE MURES | VSM10 | E.ON GAZ DISTRIBUTIE | EGDTGM | DELGAZ GRID SA | DSO | SEULIA DE MURES | Mures | 0.8 | 2 | 0.01052 | 28800
exit |  |  | SM0688D0 | CUCERDEA | VSM10 | E.ON GAZ DISTRIBUTIE | EGDTGM | DELGAZ GRID SA | DSO | CUCERDEA | Mures | 0.6 | 2 | 0.010469 | 7200
exit |  |  | SM0689D0 | COROI | VSM10 | E.ON GAZ DISTRIBUTIE | EGDTGM | DELGAZ GRID SA | DSO | COROI | Mures | 0.6 | 2 | 0.010505 | 7200
exit |  |  | SM0690D0 | BLAJEL | VSM10 | E.ON GAZ DISTRIBUTIE | EGDTGM | DELGAZ GRID SA | DSO | BLAJEL | Sibiu | 1.1 | 1.2 | 0.010463 | 21120
exit |  |  | SM0696D0 | REGHIN | VSM10 | E.ON GAZ DISTRIBUTIE | EGDTGM | DELGAZ GRID SA | DSO | REGHIN | Mures | 1 | 1.4 | 0.010462 | 360000
exit |  |  | SM0699D0 | GORNESTI | VSM10 | E.ON GAZ DISTRIBUTIE | EGDTGM | DELGAZ GRID SA | DSO | GORNESTI | Mures | 1 | 1.4 | 0.010462 | 28800
exit |  |  | SM0701D0 | PERIS | VSM10 | E.ON GAZ DISTRIBUTIE | EGDTGM | DELGAZ GRID SA | DSO | PERIS | Mures | 1 | 1.4 | 0.010462 | 28800
exit |  |  | SM0702D0 | SOMOSTELNIC | VSM10 | E.ON GAZ DISTRIBUTIE | EGDTGM | DELGAZ GRID SA | DSO | SOMOSTELNIC | Mures | 1 | 1.5 | 0.010508 | 19200
exit |  |  | SM0703D1 | UNGHENI-VALEA NIRAJULUI | VSM10 | E.ON GAZ DISTRIBUTIE | EGDTGM | DELGAZ GRID SA | DSO | UNGHENI | Mures | 1 | 2.2 | 0.010504 | 84000
exit |  |  | SM0703D2 | UNGHENI-VALEA MURESULUI | VSM10 | E.ON GAZ DISTRIBUTIE | EGDTGM | DELGAZ GRID SA | DSO | UNGHENI | Mures | 1 | 1.8 | 0.010513 | 72000
exit |  |  | SM0705D0 | CRISTESTI MS | VSM10 | E.ON GAZ DISTRIBUTIE | EGDTGM | DELGAZ GRID SA | DSO | CRISTESTI | Mures | 1 | 1.5 | 0.010495 | 40000
exit |  |  | SM0708D0 | CERGHID | VSM10 | E.ON GAZ DISTRIBUTIE | EGDTGM | DELGAZ GRID SA | DSO | CERGHID | Mures | 1 | 1.4 | 0.010514 | 12000
exit |  |  | SM0710D0 | PETELEA | VSM10 | E.ON GAZ DISTRIBUTIE | EGDTGM | DELGAZ GRID SA | DSO | PETELEA | Mures | 1 | 1.4 | 0.010462 | 28800
exit |  |  | SM0718D0 | ERNEI | VSM10 | E.ON GAZ DISTRIBUTIE | EGDTGM | DELGAZ GRID SA | DSO | ERNEI | Mures | 1 | 1.4 | 0.010479 | 28800
exit |  |  | SM0722D0 | SIBIU IAS DEALUL OCNEI | VSM10 | E.ON GAZ DISTRIBUTIE | EGDTGM | DELGAZ GRID SA | DSO | SIBIU | Sibiu | 1.2 | 1.8 | 0.010479 | 7000
exit |  |  | SM0723D0 | OCNA SIBIULUI | VSM10 | E.ON GAZ DISTRIBUTIE | EGDTGM | DELGAZ GRID SA | DSO | OCNA SIBIULUI | Sibiu | 1.2 | 1.8 | 0.010448 | 30000
exit |  |  | SM0724D0 | SC ICOS OCNA SIBIU |  |  | ICOSOS | SC ICOS SA | DC | OCNA SIBIULUI | Sibiu | 1.2 | 1.8 | 0.01045 | 5000
exit |  |  | SM0725D0 | SC HULTA FORS UMI UNIVERSAL SI |  |  | HULUMI | SC HULTAFORS UMI SRL | DC | BUNGARD | Sibiu | 1.2 | 1.8 | 0.010437 | 480
exit |  |  | SM0728D0 | SC GERMANO TRANS SELIMBAR |  |  | GERMAN | SC GERMANO TRANS SRL | DC | SELIMBAR | Sibiu | 1.2 | 1.8 | 0.010441 | 24000
exit |  |  | SM0729D0 | CRISTIAN SB | VSM10 | E.ON GAZ DISTRIBUTIE | EGDTGM | DELGAZ GRID SA | DSO | CRISTIAN | Sibiu | 1.2 | 1.8 | 0.010449 | 52800
exit |  |  | SM0730D0 | SADU | VSM10 | E.ON GAZ DISTRIBUTIE | EGDTGM | DELGAZ GRID SA | DSO | SADU | Sibiu | 1.2 | 1.8 | 0.010438 | 28800
exit |  |  | SM0731D0 | BUNGARD SB | VSM10 | E.ON GAZ DISTRIBUTIE | EGDTGM | DELGAZ GRID SA | DSO | BUNGARD | Sibiu | 1.2 | 1.8 | 0.010438 | 6720
exit |  |  | SM0732D0 | SELIMBAR | VSM10 | E.ON GAZ DISTRIBUTIE | EGDTGM | DELGAZ GRID SA | DSO | SELIMBAR | Sibiu | 1.2 | 1.8 | 0.010437 | 44000
exit |  |  | SM0733D1 | SC ROMANOFIR TALMACIU |  |  | ROMFIR | SC ROMANOFIR SA | DC | TALMACIU | Sibiu | 0.6 | 1.5 | 0.010435 | 24000
exit |  |  | SM0733D2 | TALMACIU | VSM10 | E.ON GAZ DISTRIBUTIE | EGDTGM | DELGAZ GRID SA | DSO | TALMACIU | Sibiu | 0.6 | 1.5 | 0.010437 | 48000
exit |  |  | SM0735D0 | TALMACEL | VSM10 | E.ON GAZ DISTRIBUTIE | EGDTGM | DELGAZ GRID SA | DSO | TALMACIU | Sibiu | 1.2 | 1.8 | 0.010438 | 12000
exit |  |  | SM0736D0 | BOITA | VSM10 | E.ON GAZ DISTRIBUTIE | EGDTGM | DELGAZ GRID SA | DSO | BOITA | Sibiu | 1.2 | 1.8 | 0.010437 | 12000
exit |  |  | SM0737D0 | SEICA MARE | VSM10 | E.ON GAZ DISTRIBUTIE | EGDTGM | DELGAZ GRID SA | DSO | SEICA MARE | Sibiu | 1.2 | 1.8 | 0.010484 | 44000
exit |  |  | SM0738D0 | HASAG | VSM10 | E.ON GAZ DISTRIBUTIE | EGDTGM | DELGAZ GRID SA | DSO | HASAG | Sibiu | 1.2 | 1.8 | 0.010441 | 4500
exit |  |  | SM0739D0 | VESEUD SIBIU | VSM10 | E.ON GAZ DISTRIBUTIE | EGDTGM | DELGAZ GRID SA | DSO | VESEUD SIBIU | Sibiu | 1.2 | 1.8 | 0.010482 | 5000
exit |  |  | SM0740D0 | RUSI | VSM10 | E.ON GAZ DISTRIBUTIE | EGDTGM | DELGAZ GRID SA | DSO | RUSI | Sibiu | 1.2 | 1.8 | 0.010481 | 7000
exit |  |  | SM0741D0 | SLIMNIC | VSM10 | E.ON GAZ DISTRIBUTIE | EGDTGM | DELGAZ GRID SA | DSO | SLIMNIC | Sibiu | 1.2 | 1.8 | 0.010477 | 24000
exit |  |  | SM0742D0 | SURA MARE | VSM10 | E.ON GAZ DISTRIBUTIE | EGDTGM | DELGAZ GRID SA | DSO | SURA MARE | Sibiu | 1.2 | 1.8 | 0.010477 | 12000
exit |  |  | SM0743D0 | SURA MICA | VSM10 | E.ON GAZ DISTRIBUTIE | EGDTGM | DELGAZ GRID SA | DSO | SURA MICA | Sibiu | 1.2 | 1.8 | 0.010445 | 38400
exit |  |  | SM0744D0 | AXENTE SEVER | VSM10 | E.ON GAZ DISTRIBUTIE | EGDTGM | DELGAZ GRID SA | DSO | AXENTE SEVER | Sibiu | 1.2 | 1.8 | 0.010483 | 24000
exit |  |  | SM0745D0 | TAPU | VSM10 | E.ON GAZ DISTRIBUTIE | EGDTGM | DELGAZ GRID SA | DSO | TAPU | Sibiu | 1 | 1.2 | 0.010441 | 21120
exit |  |  | SM0746D0 | MOHU | VSM10 | E.ON GAZ DISTRIBUTIE | EGDTGM | DELGAZ GRID SA | DSO | MOHU | Sibiu | 1.2 | 1.8 | 0.010437 | 7000
exit |  |  | SM0747D0 | VESTEM | VSM10 | E.ON GAZ DISTRIBUTIE | EGDTGM | DELGAZ GRID SA | DSO | VESTEM | Sibiu | 1.2 | 1.8 | 0.010437 | 12000
exit |  |  | SM0748D0 | ALAMOR | VSM10 | E.ON GAZ DISTRIBUTIE | EGDTGM | DELGAZ GRID SA | DSO | ALAMOR | Sibiu | 1.2 | 1.8 | 0.010391 | 7000
exit |  |  | SM0749D0 | LOAMNES | VSM10 | E.ON GAZ DISTRIBUTIE | EGDTGM | DELGAZ GRID SA | DSO | LOAMNES | Sibiu | 1.2 | 1.8 | 0.010438 | 7000
exit |  |  | SM0757D0 | CENADE | VSM10 | E.ON GAZ DISTRIBUTIE | EGDTGM | DELGAZ GRID SA | DSO | CENADE | Alba | 1 | 1.5 | 0.010441 | 6000
exit |  |  | SM0758D0 | SOROSTIN | VSM10 | E.ON GAZ DISTRIBUTIE | EGDTGM | DELGAZ GRID SA | DSO | SOROSTIN | Sibiu | 1 | 1.2 | 0.01044 | 6000
exit |  |  | SM0759D0 | AGARBICIU | VSM10 | E.ON GAZ DISTRIBUTIE | EGDTGM | DELGAZ GRID SA | DSO | AGARBICIU | Sibiu | 1.2 | 1.8 | 0.010483 | 18000
exit |  |  | SM0760D0 | SC PRODIAL CISNADIE |  |  | PRDIAL | SC PRODIAL SRL | DC | SELIMBAR | Sibiu | 1 | 1.8 | 0.010438 | 480
exit |  |  | SM0761D0 | RUSCIORI | VSM10 | E.ON GAZ DISTRIBUTIE | EGDTGM | DELGAZ GRID SA | DSO | RUSCIORI | Sibiu | 1.2 | 1.8 | 0.010449 | 3000
exit |  |  | SM0762D0 | SC TRANSILVANIA AUTOMOBILE SEL |  |  | TRSLVA | SC TRANSILVANIA AUTOMOBILE SRL | DC | SELIMBAR | Sibiu | 1.2 | 1.8 | 0.010437 | 7000
exit |  |  | SM0763D0 | ALTINA | VSM10 | E.ON GAZ DISTRIBUTIE | EGDTGM | DELGAZ GRID SA | DSO | ALTINA | Sibiu | 0.8 | 1.4 | 0.010438 | 6000
exit |  |  | SM0764D0 | NOCRICH | VSM10 | E.ON GAZ DISTRIBUTIE | EGDTGM | DELGAZ GRID SA | DSO | NOCRICH | Sibiu | 0.8 | 1.4 | 0.010438 | 6000
exit |  |  | SM0765D0 | NOU SASESC | VSM10 | E.ON GAZ DISTRIBUTIE | EGDTGM | DELGAZ GRID SA | DSO | NOU SASESC | Sibiu | 0.8 | 1.4 | 0.01047 | 6000
exit |  |  | SM0766D1 | SC NITROPOROS FAGARAS |  |  | NITROP | SC NITROPOROS SRL | DC | FAGARAS | Brasov | 5.5 | 6 | 0.010468 | 1680000
exit |  |  | SM0766D2 | FAGARAS | VSM08 | DISTRIGAZ SUD RETELE | DISTSR | SC DISTRIGAZ SUD RETELE SRL | DSO | FAGARAS | Brasov | 2.5 | 4 | 0.010552 | 216000
exit |  |  | SM0767D0 | VESEUD AGNITA | VSM10 | E.ON GAZ DISTRIBUTIE | EGDTGM | DELGAZ GRID SA | DSO | VESEUD AGNITA | Sibiu | 0.8 | 1.4 | 0.010458 | 6000
exit |  |  | SM0769D0 | CALBOR | VSM08 | DISTRIGAZ SUD RETELE | DISTSR | SC DISTRIGAZ SUD RETELE SRL | DSO | CALBOR | Brasov | 0.8 | 1.2 | 0.010555 | 12000
exit |  |  | SM0770D0 | HARSENI | VSM08 | DISTRIGAZ SUD RETELE | DISTSR | SC DISTRIGAZ SUD RETELE SRL | DSO | HARSENI | Brasov | 0.8 | 1.6 | 0.010551 | 52800
exit |  |  | SM0781D0 | COVES | VSM10 | E.ON GAZ DISTRIBUTIE | EGDTGM | DELGAZ GRID SA | DSO | COVES | Sibiu | 0.8 | 1.4 | 0.010455 | 6000
exit |  |  | SM0782D0 | AGNITA | VSM10 | E.ON GAZ DISTRIBUTIE | EGDTGM | DELGAZ GRID SA | DSO | AGNITA | Sibiu | 0.8 | 1.4 | 0.010398 | 40000
exit |  |  | SM0785D0 | UM CINCU |  |  | UMCINC | UNITATEA MILITARA NR 01495 CINCU | DC | CINCU | Brasov | 0.8 | 1.4 | 0.010501 | 6000
exit |  |  | SM0786D0 | CINCU | VSM08 | DISTRIGAZ SUD RETELE | DISTSR | SC DISTRIGAZ SUD RETELE SRL | DSO | CINCU | Brasov | 0.8 | 1.4 | 0.010538 | 6000
exit |  |  | SM0787D0 | BARGHIS | VSM10 | E.ON GAZ DISTRIBUTIE | EGDTGM | DELGAZ GRID SA | DSO | BARGHIS | Sibiu | 0.8 | 1.4 | 0.010461 | 6000
exit |  |  | SM0789D0 | VARD | VSM10 | E.ON GAZ DISTRIBUTIE | EGDTGM | DELGAZ GRID SA | DSO | VARD | Sibiu | 0.8 | 1.4 | 0.01044 | 6000
exit |  |  | SM0790D0 | MARPOD | VSM10 | E.ON GAZ DISTRIBUTIE | EGDTGM | DELGAZ GRID SA | DSO | MARPOD | Sibiu | 0.8 | 1.4 | 0.010437 | 6000
exit |  |  | SM0791D0 | HOSMAN | VSM10 | E.ON GAZ DISTRIBUTIE | EGDTGM | DELGAZ GRID SA | DSO | HOSMAN | Sibiu | 0.8 | 1.4 | 0.010437 | 6000
exit |  |  | SM0792D0 | ILIMBAV | VSM10 | E.ON GAZ DISTRIBUTIE | EGDTGM | DELGAZ GRID SA | DSO | ILIMBAV | Sibiu | 0.8 | 1.4 | 0.010439 | 2400
exit |  |  | SM0793D0 | SASAUS | VSM10 | E.ON GAZ DISTRIBUTIE | EGDTGM | DELGAZ GRID SA | DSO | SASAUS | Sibiu | 0.8 | 1.4 | 0.010458 | 6000
exit |  |  | SM0794D0 | NOUL ROMAN | VSM10 | E.ON GAZ DISTRIBUTIE | EGDTGM | DELGAZ GRID SA | DSO | NOU ROMAN | Sibiu | 0.8 | 1.8 | 0.010457 | 12000
exit |  |  | SM0796D0 | SACADATE | VSM10 | E.ON GAZ DISTRIBUTIE | EGDTGM | DELGAZ GRID SA | DSO | SACADAT | Sibiu | 1.2 | 1.8 | 0.010437 | 12000
exit |  |  | SM0797D0 | DAIA | VSM10 | E.ON GAZ DISTRIBUTIE | EGDTGM | DELGAZ GRID SA | DSO | DAIA | Sibiu | 1.2 | 1.8 | 0.010437 | 4500
exit |  |  | SM0798D0 | ROSIA | VSM10 | E.ON GAZ DISTRIBUTIE | EGDTGM | DELGAZ GRID SA | DSO | ROSIA | Sibiu | 1.2 | 1.8 | 0.010437 | 4500
exit |  |  | SM0799D0 | CASOLT | VSM10 | E.ON GAZ DISTRIBUTIE | EGDTGM | DELGAZ GRID SA | DSO | CASOLT | Sibiu | 1.2 | 1.8 | 0.010436 | 4500
exit |  |  | SM0801D0 | BRADU | VSM10 | E.ON GAZ DISTRIBUTIE | EGDTGM | DELGAZ GRID SA | DSO | BRADU | Sibiu | 1.2 | 1.8 | 0.010438 | 7000
exit |  |  | SM0802D1 | AVRIG | VSM10 | E.ON GAZ DISTRIBUTIE | EGDTGM | DELGAZ GRID SA | DSO | AVRIG | Sibiu | 0.6 | 1.4 | 0.010437 | 40000
exit |  |  | SM0802D2 | SC FABRICA DE STICLA AVRIG |  |  | STCLAV | SC FABRICA DE STICLA AVRIG SA | DC | AVRIG | Sibiu | 0.6 | 1.4 | 0.010437 | 25000
exit |  |  | SM0804D0 | SC VENTURELLI PROD AVRIG |  |  | VENTAV | SC VENTURELLI PROD SRL | DC | AVRIG | Sibiu | 1.2 | 1.8 | 0.010436 | 12000
exit |  |  | SM0805D0 | TURNU ROSU | VSM10 | E.ON GAZ DISTRIBUTIE | EGDTGM | DELGAZ GRID SA | DSO | TURNU ROSU | Sibiu | 1.2 | 1.8 | 0.010438 | 17000
exit |  |  | SM0806D0 | SC FABRICA DE PULBERI FAGARAS |  |  | UPSFAG | SC FABRICA DE PULBERI SA | DC | FAGARAS | Brasov | 1.2 | 2.5 | 0.010523 | 120000
exit |  |  | SM0807D0 | SAMBATA DE SUS | VSM08 | DISTRIGAZ SUD RETELE | DISTSR | SC DISTRIGAZ SUD RETELE SRL | DSO | SAMBATA DE SUS | Brasov | 0.8 | 1.6 | 0.010537 | 28800
exit |  |  | SM0808D0 | MANASTIREA SAMBATA | VSM08 | DISTRIGAZ SUD RETELE | DISTSR | SC DISTRIGAZ SUD RETELE SRL | DSO | SAMBATA DE SUS | Brasov | 0.8 | 1.6 | 0.010544 | 12000
exit |  |  | SM0809D0 | VISTEA DE JOS | VSM08 | DISTRIGAZ SUD RETELE | DISTSR | SC DISTRIGAZ SUD RETELE SRL | DSO | VISTEA DE JOS | Brasov | 0.8 | 1.6 | 0.010525 | 52800
exit |  |  | SM0810D0 | DRAGUS | VSM08 | DISTRIGAZ SUD RETELE | DISTSR | SC DISTRIGAZ SUD RETELE SRL | DSO | DRAGUS | Brasov | 0.8 | 1.6 | 0.010541 | 52800
exit |  |  | SM0811D0 | UCEA DE JOS | VSM08 | DISTRIGAZ SUD RETELE | DISTSR | SC DISTRIGAZ SUD RETELE SRL | DSO | UCEA DE JOS | Brasov | 0.8 | 1.6 | 0.010457 | 12000
exit |  |  | SM0812D0 | UCEA DE SUS | VSM08 | DISTRIGAZ SUD RETELE | DISTSR | SC DISTRIGAZ SUD RETELE SRL | DSO | UCEA DE SUS | Brasov | 0.8 | 1.6 | 0.010458 | 12000
exit |  |  | SM0813D0 | CARTA | VSM10 | E.ON GAZ DISTRIBUTIE | EGDTGM | DELGAZ GRID SA | DSO | CARTA | Sibiu | 0.8 | 1.6 | 0.010456 | 12000
exit |  |  | SM0814D0 | ARPASU DE JOS | VSM10 | E.ON GAZ DISTRIBUTIE | EGDTGM | DELGAZ GRID SA | DSO | ARPASU DE JOS | Sibiu | 0.8 | 1.6 | 0.010456 | 52800
exit |  |  | SM0815D0 | CARTISOARA | VSM10 | E.ON GAZ DISTRIBUTIE | EGDTGM | DELGAZ GRID SA | DSO | CARTISOARA | Sibiu | 0.8 | 1.6 | 0.010457 | 52800
exit |  |  | SM0816D0 | ARPASU DE SUS | VSM10 | E.ON GAZ DISTRIBUTIE | EGDTGM | DELGAZ GRID SA | DSO | ARPASU DE SUS | Sibiu | 0.8 | 1.6 | 0.010459 | 12000
exit |  |  | SM0817D1 | SC VIROMET VICTORIA |  |  | VIROMT | SC VIROMET SA | DC | VICTORIA | Brasov | 5 | 6 | 0.010453 | 1200000
exit |  |  | SM0817D2 | VICTORIA - CARTIER SUMERNA | VSM08 | DISTRIGAZ SUD RETELE | DISTSR | SC DISTRIGAZ SUD RETELE SRL | DSO | VICTORIA | Brasov | 0.8 | 1 | 0.010458 | 3840
exit |  |  | SM0818D0 | VICTORIA | VSM08 | DISTRIGAZ SUD RETELE | DISTSR | SC DISTRIGAZ SUD RETELE SRL | DSO | VICTORIA | Brasov | 1 | 2 | 0.010456 | 72000
exit |  |  | SM0819D1 | MARSA | VSM10 | E.ON GAZ DISTRIBUTIE | EGDTGM | DELGAZ GRID SA | DSO | MARSA | Sibiu | 1.2 | 1.8 | 0.010437 | 45000
exit |  |  | SM0822D1 | SC PIROCHIM VICTORIA |  |  | PIROCH | SC PIROCHIM VICTORIA SA | DC | VICTORIA | Brasov | 0.8 | 1.8 | 0.010468 | 26400
exit |  |  | SM0822D2 | SC MAXAM VICTORIA |  |  | SPARMX | SC MAXAM ROMANIA SRL | DC | VICTORIA | Brasov | 0.5 | 0.6 | 0.010587 | 26400
exit |  |  | SM0823D0 | NADES | VSM10 | E.ON GAZ DISTRIBUTIE | EGDTGM | DELGAZ GRID SA | DSO | NADES | Mures | 1 | 2 | 0.01047 | 12000
exit |  |  | SM0825D0 | CHENDU VALEA NIRAJULUI | VSM10 | E.ON GAZ DISTRIBUTIE | EGDTGM | DELGAZ GRID SA | DSO | CHENDU | Mures | 1.2 | 2 | 0.010511 | 18000
exit |  |  | SM0828D0 | FANTANELE MS | VSM10 | E.ON GAZ DISTRIBUTIE | EGDTGM | DELGAZ GRID SA | DSO | FANTANELE MS | Mures | 1 | 2 | 0.010518 | 28800
exit |  |  | SM0830D0 | GHINDARI | VSM10 | E.ON GAZ DISTRIBUTIE | EGDTGM | DELGAZ GRID SA | DSO | GHINDARI | Mures | 1 | 2 | 0.010511 | 7200
exit |  |  | SM0831D0 | TREI SATE | VSM10 | E.ON GAZ DISTRIBUTIE | EGDTGM | DELGAZ GRID SA | DSO | TREI SATE | Mures | 1 | 2 | 0.010531 | 7200
exit |  |  | SM0832D0 | CHIBED | VSM10 | E.ON GAZ DISTRIBUTIE | EGDTGM | DELGAZ GRID SA | DSO | CHIBED | Mures | 1 | 2 | 0.010511 | 7200
exit |  |  | SM0833D0 | SOVATA | VSM10 | E.ON GAZ DISTRIBUTIE | EGDTGM | DELGAZ GRID SA | DSO | SOVATA | Mures | 1.2 | 2 | 0.01051 | 72000
exit |  |  | SM0834D0 | HETIUR | VSM10 | E.ON GAZ DISTRIBUTIE | EGDTGM | DELGAZ GRID SA | DSO | HETIUR | Mures | 1 | 2 | 0.01048 | 7200
exit |  |  | SM0838D1 | DANES | VSM10 | E.ON GAZ DISTRIBUTIE | EGDTGM | DELGAZ GRID SA | DSO | DANES | Mures | 1.7 | 2 | 0.01047 | 18000
exit |  |  | SM0840D0 | SIGHISOARA III (BOIU) | VSM10 | E.ON GAZ DISTRIBUTIE | EGDTGM | DELGAZ GRID SA | DSO | SIGHISOARA | Mures | 1 | 2.5 | 0.010511 | 12000
exit |  |  | SM0841D0 | TARNAVENI | VSM10 | E.ON GAZ DISTRIBUTIE | EGDTGM | DELGAZ GRID SA | DSO | TARNAVENI | Mures | 0.6 | 2 | 0.010466 | 230400
exit |  |  | SM0847D0 | CETATEA DE BALTA | VSM10 | E.ON GAZ DISTRIBUTIE | EGDTGM | DELGAZ GRID SA | DSO | CETATEA DE BALTA | Alba | 0.6 | 2 | 0.010525 | 7200
exit |  |  | SM0848D0 | JIDVEI I | VSM10 | E.ON GAZ DISTRIBUTIE | EGDTGM | DELGAZ GRID SA | DSO | JIDVEI | Alba | 0.6 | 2 | 0.010528 | 28800
exit |  |  | SM0849D0 | JIDVEI II BALCACIU | VSM10 | E.ON GAZ DISTRIBUTIE | EGDTGM | DELGAZ GRID SA | DSO | JIDVEI | Alba | 0.6 | 2 | 0.010534 | 7200
exit |  |  | SM0850D0 | SONA AB | VSM10 | E.ON GAZ DISTRIBUTIE | EGDTGM | DELGAZ GRID SA | DSO | SONA | Alba | 0.6 | 2 | 0.010467 | 18000
exit |  |  | SM0851D0 | LUNCA TARNAVEI | VSM10 | E.ON GAZ DISTRIBUTIE | EGDTGM | DELGAZ GRID SA | DSO | LUNCA TIRNAVEI | Alba | 0.6 | 2 | 0.010466 | 7200
exit |  |  | SM0852D0 | SANCEL | VSM10 | E.ON GAZ DISTRIBUTIE | EGDTGM | DELGAZ GRID SA | DSO | SANCEL | Alba | 0.6 | 2 | 0.010464 | 18000
exit |  |  | SM0853D0 | BLAJ | VSM10 | E.ON GAZ DISTRIBUTIE | EGDTGM | DELGAZ GRID SA | DSO | BLAJ | Alba | 0.6 | 2 | 0.010487 | 115200
exit |  |  | SM0854D0 | BAZNA | VSM10 | E.ON GAZ DISTRIBUTIE | EGDTGM | DELGAZ GRID SA | DSO | BAZNA | Sibiu | 1 | 2 | 0.010464 | 18000
exit |  |  | SM0855D0 | VELT | VSM10 | E.ON GAZ DISTRIBUTIE | EGDTGM | DELGAZ GRID SA | DSO | VELT | Sibiu | 1.1 | 2 | 0.01054 | 7200
exit |  |  | SM0856D0 | SC EXCONAL BOTORCA |  |  | EXCONL | SC EXCONAL SRL | DC | BOTORCA | Mures | 0.02 | 0.6 | 0.010501 | 480
exit |  |  | SM0862D1 | COPSA MICA | VSM10 | E.ON GAZ DISTRIBUTIE | EGDTGM | DELGAZ GRID SA | DSO | COPSA MICA | Sibiu | 1 | 1.5 | 0.010478 | 60000
exit |  |  | SM0862D2 | SC SOMETRA COPSA MICA |  |  | SOMETC | SC SOMETRA COPSA MICA | DC | COPSA MICA | Sibiu | 1.2 | 2 | 0.010481 | 30000
exit |  |  | SM0862D4 | SC ROMBAT COPSA MICA | VSM10 | E.ON GAZ DISTRIBUTIE | EGDTGM | DELGAZ GRID SA | DSO | COPSA MICA | Sibiu | 1.2 | 2 | 0.010477 | 14400
exit |  |  | SM0862D5 | SC TRANS ASFALT COPSA MICA |  |  | TRANSC | SC TRANS ASFALT 2007 SRL | DC | COPSA MICA | Sibiu | 0.8 | 2 | 0.010475 | 36000
exit |  |  | SM0866D1 | TARLUNGENI | VSM19 | MEGACONSTRUCT | MEGCST | SC MEGACONSTRUCT SA | DSO | BRASOV | Brasov | 1 | 2 | 0.010595 | 124800
exit |  |  | SM0867D1 | SC SCHAEFFLER BRASOV |  |  | INASCH | SC HAEFFLER ROMANIA SRL | DC | BRASOV | Brasov | 0.8 | 1.8 | 0.010646 | 108000
exit |  |  | SM0867D2 | LUBRIFIN BRASOV | VSM08 | DISTRIGAZ SUD RETELE | DISTSR | SC DISTRIGAZ SUD RETELE SRL | DSO | BRASOV | Brasov | 0.8 | 1.8 | 0.010603 | 84000
exit |  |  | SM0868D0 | ZERIND | VSM15 | GAZ VEST | GAZVST | SC GAZ VEST SA | DSO | ZERIND | Arad | 0.8 | 1.4 | 0.010633 | 52800
exit |  |  | SM0869D0 | MEDGIDIA | VSM08 | DISTRIGAZ SUD RETELE | DISTSR | SC DISTRIGAZ SUD RETELE SRL | DSO | MEDGIDIA | Constanta | 2 | 4.8 | 0.011066 | 720000
exit |  |  | SM0870D0 | NASAUD | VSM06 | CPL CONCORDIA | CPLCNC | SC CPL CONCORDIA SRL | DSO | NASAUD | Bistrita-Nasaud | 1 | 1.8 | 0.010518 | 240000
exit |  |  | SM0871D0 | COJOCNA | VSM06 | CPL CONCORDIA | CPLCNC | SC CPL CONCORDIA SRL | DSO | COJOCNA | Cluj | 0.8 | 1.2 | 0.010592 | 28800
exit |  |  | SM0872D0 | VOLUNTARI | VSM05 | COVI CONSTRUCT 2000 | COVICT | SC COVI CONSTRUCT 2000 SRL | DSO | VOLUNTARI | Bucuresti | 1.6 | 2 | 0.010857 | 240000
exit |  |  | SM0872D1 | AFUMATI | VSM19 | MEGACONSTRUCT | MEGCST | SC MEGACONSTRUCT SA | DSO | VOLUNTARI | Bucuresti | 1 | 1.3 | 0.010858 | 120000
exit |  |  | SM0873D0 | CET CUCI (LUDUS) |  |  | RGZSPE | SNGN ROMGAZ SA - SPEE | DC | CUCI | Mures | 0.8 | 2 | 0.010543 | 6000000
exit |  |  | SM0874D0 | SC COMPLEX HOLCIM CAMPULUNG SE |  |  | CPXHOL | SC HOLCIM (ROMANIA) SA | DC | CAMPULUNG | Arges | 0.1 | 0.8 | 0.010848 | 2400
exit |  |  | SM0875D0 | BERCENI PH | VSM08 | DISTRIGAZ SUD RETELE | DISTSR | SC DISTRIGAZ SUD RETELE SRL | DSO | BERCENI PH | Prahova | 0.5 | 2 | 0.010685 | 36000
exit |  |  | SM0876D0 | RACOVITA | VSM10 | E.ON GAZ DISTRIBUTIE | EGDTGM | DELGAZ GRID SA | DSO | RACOVITA | Sibiu | 1.2 | 1.8 | 0.010438 | 7000
exit |  |  | SM0877D1 | GURA SUTII | VSM08 | DISTRIGAZ SUD RETELE | DISTSR | SC DISTRIGAZ SUD RETELE SRL | DSO | GURA SUTII | Dimbovita | 0.5 | 2 | 0.010723 | 5280
exit |  |  | SM0877D2 | GURA SUTII-GAESTI | VSM08 | DISTRIGAZ SUD RETELE | DISTSR | SC DISTRIGAZ SUD RETELE SRL | DSO | GAESTI | Dimbovita | 1 | 1.6 | 0.010747 | 120000
exit |  |  | SM0881D0 | SAG | VSM15 | GAZ VEST | GAZVST | SC GAZ VEST SA | DSO | SAG | Timis | 0.8 | 1.8 | 0.010531 | 52800
exit |  |  | SM0882D0 | LANCRAM I HORIA | VSM10 | E.ON GAZ DISTRIBUTIE | EGDTGM | DELGAZ GRID SA | DSO | LANCRAM | Alba | 0.8 | 2 | 0.010471 | 480
exit |  |  | SM0884D0 | HALAUCESTI | VSM10 | E.ON GAZ DISTRIBUTIE | EGDTGM | DELGAZ GRID SA | DSO | HALAUCESTI | Iasi | 0.6 | 0.8 | 0.010805 | 120000
exit |  |  | SM0886D0 | LETCANI | VSM10 | E.ON GAZ DISTRIBUTIE | EGDTGM | DELGAZ GRID SA | DSO | LETCANI | Iasi | 0.8 | 1 | 0.010821 | 28800
exit |  |  | SM0887D0 | SC TRAKIA AUTO SELIMBAR |  |  | TRAKIA | SC TRAKIA AUTO SRL | DC | SELIMBAR | Sibiu | 1.2 | 1.8 | 0.010436 | 7000
exit |  |  | SM0888D0 | SC INTERCAR SELIMBAR |  |  | INTCAR | SC INTERCAR SRL | DC | SELIMBAR | Sibiu | 1.2 | 1.8 | 0.010436 | 4500
exit |  |  | SM0889D0 | ORLAT | VSM10 | E.ON GAZ DISTRIBUTIE | EGDTGM | DELGAZ GRID SA | DSO | ORLAT | Sibiu | 1.2 | 1.8 | 0.01045 | 7000
exit |  |  | SM0890D0 | CLEJA | VSM10 | E.ON GAZ DISTRIBUTIE | EGDTGM | DELGAZ GRID SA | DSO | CLEJA | Bacau | 0.8 | 2 | 0.010632 | 52800
exit |  |  | SM0891D0 | NICOLAE BALCESCU | VSM10 | E.ON GAZ DISTRIBUTIE | EGDTGM | DELGAZ GRID SA | DSO | NICOLAE BALCESCU | Bacau | 0.8 | 1.8 | 0.010645 | 52800
exit |  |  | SM0892D0 | SASCIORI | VSM08 | DISTRIGAZ SUD RETELE | DISTSR | SC DISTRIGAZ SUD RETELE SRL | DSO | SASCIORI | Brasov | 0.8 | 1.8 | 0.010541 | 28800
exit |  |  | SM0893D0 | MIRESU MARE | VSM10 | E.ON GAZ DISTRIBUTIE | EGDTGM | DELGAZ GRID SA | DSO | MIRESU MARE | Maramures | 1 | 1.2 | 0.010511 | 52800
exit |  |  | SM0894D0 | COSTEIU | VSM15 | GAZ VEST | GAZVST | SC GAZ VEST SA | DSO | COSTEIU | Timis | 0.8 | 1.4 | 0.010625 | 52800
exit |  |  | SM0895D0 | SC AGRO IMOBILIARE TIMISOARA |  |  | INCOII | SC AGRO IMOBILIARE SRL | DC | TIMISOARA | Timis | 1 | 1.8 | 0.010632 | 48000
exit |  |  | SM0896D0 | MUNTENII DE JOS | VSM16 | GAZ EST | GZESTV | SC GAZ EST SA | DSO | MUNTENII DE JOS | Vaslui | 1 | 4 | 0.010904 | 28800
exit |  |  | SM0897D0 | REDIU IS | VSM10 | E.ON GAZ DISTRIBUTIE | EGDTGM | DELGAZ GRID SA | DSO | REDIU | Iasi | 0.8 | 1 | 0.010804 | 28800
exit |  |  | SM0900D1 | CET ORADEA | VSM09 | DISTRIGAZVEST ORADEA | DISTVO | SC DISTRIGAZ VEST SA | DSO | ORADEA | Bihor | 2.5 | 4.5 | 0.010752 | 288000
exit |  |  | SM0900D2 | ORADEA II | VSM09 | DISTRIGAZVEST ORADEA | DISTVO | SC DISTRIGAZ VEST SA | DSO | ORADEA | Bihor | 1.2 | 4.5 | 0.010651 | 168000
exit |  |  | SM0901D0 | SC AGROTURISM ORBENI |  |  | AGRORB | SC AGROTURISM OBERNI SRL | DC | ORBENI | Bacau | 0.04 | 0.06 | 0.010668 | 480
exit |  |  | SM0903D0 | SEBESU DE SUS | VSM10 | E.ON GAZ DISTRIBUTIE | EGDTGM | DELGAZ GRID SA | DSO | SEBESUL DE SUS | Sibiu | 1.2 | 1.8 | 0.010438 | 4500
exit |  |  | SM0904D0 | PELISOR | VSM10 | E.ON GAZ DISTRIBUTIE | EGDTGM | DELGAZ GRID SA | DSO | PELISOR | Sibiu | 0.8 | 1.4 | 0.010465 | 6000
exit |  |  | SM0905D0 | SC PUROLITE VICTORIA |  |  | PUROLT | SC PUROLITE SRL | DC | VICTORIA | Brasov | 0.8 | 1.8 | 0.01059 | 48000
exit |  |  | SM0906D0 | AMARA | VSM08 | DISTRIGAZ SUD RETELE | DISTSR | SC DISTRIGAZ SUD RETELE SRL | DSO | AMARA | Ialomita | 0.8 | 2 | 0.010889 | 189480
exit |  |  | SM0907D0 | BERCENI IF | VSM23 | PROGAZ DISTRIBUTION | PROGAZ | SC PROGAZ P&D SA | DSO | BERCENI IF | Ilfov | 0.8 | 1.5 | 0.010858 | 120000
exit |  |  | SM0908D0 | CORNESTI II CRIVATU | VSM08 | DISTRIGAZ SUD RETELE | DISTSR | SC DISTRIGAZ SUD RETELE SRL | DSO | CRIVATU | Dimbovita | 0.5 | 1.8 | 0.010858 | 6720
exit |  |  | SM0909D0 | SC PA&CO INTERNATIONAL OITUZ LOCUINTA |  |  | CASUNP | SC PA&CO INTERNATIONAL SRL | DC | OITUZ | Bacau | 0.05 | 0.08 | 0.010582 | 2400
exit |  |  | SM0912D0 | MADARAS BH | VSM15 | GAZ VEST | GAZVST | SC GAZ VEST SA | DSO | MADARAS BH | Bihor | 0.8 | 1.8 | 0.010664 | 12000
exit |  |  | SM0913D0 | CRISTESTI IS | VSM10 | E.ON GAZ DISTRIBUTIE | EGDTGM | DELGAZ GRID SA | DSO | CRISTESTI | Iasi | 0.8 | 1 | 0.010805 | 52800
exit |  |  | SM0914D0 | SIMAND | VSM15 | GAZ VEST | GAZVST | SC GAZ VEST SA | DSO | SIMAND | Arad | 0.8 | 1.4 | 0.010684 | 52800
exit |  |  | SM0915D0 | INEU | VSM15 | GAZ VEST | GAZVST | SC GAZ VEST SA | DSO | INEU | Arad | 0.8 | 1.8 | 0.010645 | 120000
exit |  |  | SM0916D0 | SANTAUL MIC | VSM10 | E.ON GAZ DISTRIBUTIE | EGDTGM | DELGAZ GRID SA | DSO | SANTAUL MIC | Bihor | 1 | 1.5 | 0.01063 | 28800
exit |  |  | SM0917D0 | ODOREU | VSM10 | E.ON GAZ DISTRIBUTIE | EGDTGM | DELGAZ GRID SA | DSO | ODOREU | Satu Mare | 1 | 1.5 | 0.010563 | 28800
exit |  |  | SM0918D0 | DOMNESTI | VSM08 | DISTRIGAZ SUD RETELE | DISTSR | SC DISTRIGAZ SUD RETELE SRL | DSO | DOMNESTI | Ilfov | 0.9 | 1.1 | 0.010868 | 120000
exit |  |  | SM0919D1 | TULCEA |  |  | TULCGZ | SC TULCEA GAZ SA | DSO | TULCEA | Tulcea | 2.5 | 5 | 0.011053 | 768000
exit |  |  | SM0919D2 | SC ALUM TULCEA |  |  | ALUMTL | SC ALUM SA | DC | TULCEA | Tulcea | 4.5 | 6 | 0.011176 | 1320000
exit |  |  | SM0920D0 | HUSI | VSM16 | GAZ EST | GZESTV | SC GAZ EST SA | DSO | HUSI | Vaslui | 1 | 4 | 0.010911 | 240000
exit |  |  | SM0922D0 | SNAGOV | VSM17 | GAZ SUD | GZSUDS | SC GAZ SUD SA | DSO | SNAGOV | Ilfov | 2 | 3 | 0.010939 | 120000
exit |  |  | SM0923D0 | GRADINARI |  |  | PETRLD | SC OMV PETROM SA (LIVRARE DIRECTA) | DC | STOENESTI | Giurgiu | 5 | 30 | 0.010882 | 60000
exit |  |  | SM0924D0 | ORBENI | VSM10 | E.ON GAZ DISTRIBUTIE | EGDTGM | DELGAZ GRID SA | DSO | ORBENI | Bacau | 0.8 | 1.8 | 0.010646 | 28800
exit |  |  | SM0925D0 | SABAOANI | VSM04 | CORDUN GAZ | CORDGZ | SC CORDUN GAZ SA | DSO | SABAOANI | Neamt | 0.7 | 1.8 | 0.010815 | 120000
exit |  |  | SM0926D0 | SC RAGESOR MOTEL TRIFESTI |  |  | RAGESR | SC RAGESOR SRL | DC | TRIFESTI | Neamt | 0.8 | 1 | 0.010807 | 1560
exit |  |  | SM0928D0 | TANDAREI | VSM08 | DISTRIGAZ SUD RETELE | DISTSR | SC DISTRIGAZ SUD RETELE SRL | DSO | TANDAREI | Ialomita | 1 | 2 | 0.010982 | 480000
exit |  |  | SM0929D0 | IANCULESTI | VSM10 | E.ON GAZ DISTRIBUTIE | EGDTGM | DELGAZ GRID SA | DSO | IANCULESTI | Satu Mare | 1 | 1.5 | 0.010449 | 38400
exit |  |  | SM0930D0 | MIRSID | VSM06 | CPL CONCORDIA | CPLCNC | SC CPL CONCORDIA SRL | DSO | MIRSID | Salaj | 0.8 | 1.5 | 0.010622 | 52800
exit |  |  | SM0931D0 | SC CARTOGATE GROUP CATELU | VSM08 | DISTRIGAZ SUD RETELE | DISTSR | SC DISTRIGAZ SUD RETELE SRL | DSO | CATELU | Ilfov | 0.8 | 1.2 | 0.010873 | 3840
exit |  |  | SM0932D0 | SC WIENERBERGER GURA OCNITEI |  |  | WIENGO | SC WIENERBERGER SISTEME DE CARAMIZI SRL | DC | GURA OCNITEI | Dimbovita | 1.2 | 2 | 0.010688 | 76800
exit |  |  | SM0933D0 | SC GABY`S PAPA REALE MIERCUREA |  |  | GABYSP | SC PAPPA REALE SRL | DC | MIERCUREA CIUC | Harghita | 0.8 | 1.8 | 0.010458 | 2400
exit |  |  | SM0934D0 | CARACAL | VSM08 | DISTRIGAZ SUD RETELE | DISTSR | SC DISTRIGAZ SUD RETELE SRL | DSO | CARACAL | Olt | 2 | 3 | 0.010875 | 120000
exit |  |  | SM0936D0 | CHIZATAU | VSM10 | E.ON GAZ DISTRIBUTIE | EGDTGM | DELGAZ GRID SA | DSO | CHIZATAU | Timis | 0.8 | 2 | 0.010616 | 156000
exit |  |  | SM0937D1 | SC PERLA HARGHITEI SANCRAIENI |  |  | PERLHG | SC PERLA HARGHITEI SA | DC | SANCRAIENI | Harghita | 0.8 | 2 | 0.010695 | 24000
exit |  |  | SM0937D2 | SANCRAIENI | VSM18 | HARGITA GAZ | HARGAZ | SC HARGAZ HARGHITA GAZ SA | DSO | SANCRAIENI | Harghita | 0.8 | 2.2 | 0.010543 | 24000
exit |  |  | SM0938D0 | RUCAR | VSM08 | DISTRIGAZ SUD RETELE | DISTSR | SC DISTRIGAZ SUD RETELE SRL | DSO | RUCAR | Brasov | 0.8 | 1.8 | 0.010762 | 120000
exit |  |  | SM0939D0 | PODOLENI | VSM10 | E.ON GAZ DISTRIBUTIE | EGDTGM | DELGAZ GRID SA | DSO | PODOLENI | Neamt | 0.8 | 2 | 0.011525 | 28800
exit |  |  | SM0940D0 | SC EUROVIA BRAGADIRU |  |  | EUROVI | SC EUROVIA-CONSTRUCT INTERNATIONAL SA | DC | BRAGADIRU | Ilfov | 1.6 | 1.8 | 0.010942 | 24000
exit |  |  | SM0941D0 | BRANESTI | VSM17 | GAZ SUD | GZSUDS | SC GAZ SUD SA | DSO | BRANESTI | Ilfov | 1 | 1.3 | 0.010806 | 96000
exit |  |  | SM0942D0 | SANTANDREI HD | VSM10 | E.ON GAZ DISTRIBUTIE | EGDTGM | DELGAZ GRID SA | DSO | SANTANDREI | Hunedoara | 0.8 | 2 | 0.010521 | 13440
exit |  |  | SM0943D0 | VETIS | VSM15 | GAZ VEST | GAZVST | SC GAZ VEST SA | DSO | VETIS | Satu Mare | 0.8 | 1.9 | 0.010577 | 52800
exit |  |  | SM0944D0 | SC ANTR. DE LUCR. DRUM.SI POD. TG. NEAMT |  |  | ANDPTN | SC ANTR DE LUC DRUMURI SI PODURI IASI SA | DC | TIMISESTI | Neamt | 0.4 | 2 | 0.010865 | 28800
exit |  |  | SM0947D1 | SC ALRO SLATINA |  |  | ALROSL | SC ALRO SA | DC | SLATINA | Olt | 2.5 | 2.9 | 0.010957 | 936000
exit |  |  | SM0947D2 | SLATINA | VSM08 | DISTRIGAZ SUD RETELE | DISTSR | SC DISTRIGAZ SUD RETELE SRL | DSO | SLATINA | Olt | 2.5 | 2.9 | 0.010934 | 480000
exit |  |  | SM0948D0 | ALEXANDRIA | VSM28 | WIROM | WIROMB | SC WIROM GAS SA | DSO | ALEXANDRIA | Teleorman | 1 | 2 | 0.010875 | 720000
exit |  |  | SM0950D0 | LIESTI | VSM08 | DISTRIGAZ SUD RETELE | DISTSR | SC DISTRIGAZ SUD RETELE SRL | DSO | LIESTI | Galati | 1 | 4 | 0.010844 | 120000
exit |  |  | SM0951D0 | SC TEHNOSTRADE MIERCUREA CIUC |  |  | TEHNMC | SC TEHNOSTRADE SRL | DC | MIERCUREA CIUC | Harghita | 4.5 | 5 | 0.010279 | 52800
exit |  |  | SM0952D0 | SINCA NOUA | VSM08 | DISTRIGAZ SUD RETELE | DISTSR | SC DISTRIGAZ SUD RETELE SRL | DSO | SINCA NOUA | Brasov | 0.8 | 1.8 | 0.010575 | 9600
exit |  |  | SM0953D0 | ULMENI | VSM10 | E.ON GAZ DISTRIBUTIE | EGDTGM | DELGAZ GRID SA | DSO | ULMENI | Maramures | 1 | 1.8 | 0.010614 | 240000
exit |  |  | SM0954D0 | BENESAT | VSM06 | CPL CONCORDIA | CPLCNC | SC CPL CONCORDIA SRL | DSO | BENESAT | Salaj | 1 | 3.9 | 0.01062 | 120000
exit |  |  | SM0955D0 | SIMLEU SILVANIEI | VSM02 | AMARAD | AMRDAR | SC AMARAD DISTRIBUTIE SRL | DSO | SIMLEUL SILVANIEI | Salaj | 1.5 | 2.5 | 0.010619 | 240000
exit |  |  | SM0957D0 | SIMIONESTI | VSM04 | CORDUN GAZ | CORDGZ | SC CORDUN GAZ SA | DSO | SIMIONESTI | Neamt | 1 | 1.8 | 0.010801 | 24000
exit |  |  | SM0957D1 | SIMIONESTI II | VSM04 | CORDUN GAZ | CORDGZ | SC CORDUN GAZ SA | DSO | SIMIONESTI | Neamt | 4 | 5.8 | 0.01085 | 72000
exit |  |  | SM0958D0 | VALCELE | VSM06 | CPL CONCORDIA | CPLCNC | SC CPL CONCORDIA SRL | DSO | VALCELE | Cluj | 0.8 | 1.2 | 0.010585 | 52800
exit |  |  | SM0959D0 | PARC INDUSTRIAL VIDRASAU | VSM10 | E.ON GAZ DISTRIBUTIE | EGDTGM | DELGAZ GRID SA | DSO | VIDRASAU | Mures | 1 | 2.2 | 0.010493 | 122880
exit |  |  | SM0960D0 | GODINESTI | VSM08 | DISTRIGAZ SUD RETELE | DISTSR | SC DISTRIGAZ SUD RETELE SRL | DSO | GODINESTI | Gorj | 1 | 1.8 | 0.010565 | 120000
exit |  |  | SM0961D0 | SIRET | VSM17 | GAZ SUD | GZSUDS | SC GAZ SUD SA | DSO | SIRET | Suceava | 1 | 1.2 | 0.010762 | 52800
exit |  |  | SM0962D0 | OLTENITA | VSM28 | WIROM | WIROMB | SC WIROM GAS SA | DSO | OLTENITA | Calarasi | 2 | 4.2 | 0.010803 | 504000
exit |  |  | SM0963D0 | CORNESTI GJ | VSM08 | DISTRIGAZ SUD RETELE | DISTSR | SC DISTRIGAZ SUD RETELE SRL | DSO | CORNESTI | Gorj | 1 | 1.8 | 0.010573 | 60000
exit |  |  | SM0964D0 | COLONESTI | VSM08 | DISTRIGAZ SUD RETELE | DISTSR | SC DISTRIGAZ SUD RETELE SRL | DSO | COLONESTI | Olt | 1 | 2 | 0.01088 | 120000
exit |  |  | SM0965D0 | RECEA | VSM08 | DISTRIGAZ SUD RETELE | DISTSR | SC DISTRIGAZ SUD RETELE SRL | DSO | RECEA | Brasov | 0.8 | 1.8 | 0.010507 | 38400
exit |  |  | SM0966D0 | OLTET | VSM08 | DISTRIGAZ SUD RETELE | DISTSR | SC DISTRIGAZ SUD RETELE SRL | DSO | OLTET | Brasov | 0.8 | 1.6 | 0.010521 | 12000
exit |  |  | SM0968D0 | IVESTI (VEGA 93) | VSM27 | VEGA 93 | VEGA93 | SC VEGA 93 SRL | DSO | IVESTI | Galati | 0.8 | 3 | 0.010856 | 120000
exit |  |  | SM0969D0 | RAHAU RAPEL | VSM10 | E.ON GAZ DISTRIBUTIE | EGDTGM | DELGAZ GRID SA | DSO | RAHAU | Alba | 0.8 | 1.8 | 0.010513 | 4800
exit |  |  | SM0970D0 | MOLDOVENESTI | VSM06 | CPL CONCORDIA | CPLCNC | SC CPL CONCORDIA SRL | DSO | MOLDOVENESTI | Cluj | 1 | 3 | 0.010602 | 120000
exit |  |  | SM0971D0 | ABRAMUT |  |  | PETRLD | SC OMV PETROM SA (LIVRARE DIRECTA) | DC | ABRAMUT | Bihor | 5 | 15 | 0.010532 | 156000
exit |  |  | SM0974D0 | MIHAIL KOGALNICEANU | VSM08 | DISTRIGAZ SUD RETELE | DISTSR | SC DISTRIGAZ SUD RETELE SRL | DSO | MIHAIL KOGALNICEANU | Constanta | 1 | 1.8 | 0.011067 | 120000
exit |  |  | SM0978D0 | SC RULMENTI BARLAD |  |  | RULMNT | SC RULMENTI SA | DC | BARLAD | Vaslui | 5 | 6 | 0.01096 | 288000
exit |  |  | SM0979D0 | SC GECSAT TARNAVENI |  |  | GECSAT | SC GECSAT SA | DC | TARNAVENI | Mures | 0.6 | 2 | 0.01046 | 28800
exit |  |  | SM0980D0 | MATCA (VEGA 93) | VSM27 | VEGA 93 | VEGA93 | SC VEGA 93 SRL | DSO | MATCA | Galati | 0.8 | 4 | 0.010836 | 120000
exit |  |  | SM0981D0 | FIZESU GHERLII | VSM06 | CPL CONCORDIA | CPLCNC | SC CPL CONCORDIA SRL | DSO | FIZESU GHERLII | Cluj | 0.8 | 1.5 | 0.010516 | 28800
exit |  |  | SM0982D0 | VALEA MARIEI | VSM15 | GAZ VEST | GAZVST | SC GAZ VEST SA | DSO | NEGRESTI OAS | Satu Mare | 0.8 | 1.2 | 0.010564 | 3840
exit |  |  | SM0983D0 | ZIMNICEA | VSM17 | GAZ SUD | GZSUDS | SC GAZ SUD SA | DSO | ZIMNICEA | Teleorman | 1.6 | 6 | 0.010895 | 288000
exit |  |  | SM0985D0 | MISENTEA | VSM18 | HARGITA GAZ | HARGAZ | SC HARGAZ HARGHITA GAZ SA | DSO | MISENTEA | Harghita | 0.8 | 1.8 | 0.010593 | 28800
exit |  |  | SM0986D0 | BOLINTIN DEAL | VSM11 | EUROSEVEN IND. | EURSVN | SC EURO SEVEN INDUSTRY SRL | DSO | BOLINTIN DEAL | Giurgiu | 1.4 | 1.6 | 0.010909 | 67200
exit |  |  | SM0988D0 | VINTU DE JOS II | VSM10 | E.ON GAZ DISTRIBUTIE | EGDTGM | DELGAZ GRID SA | DSO | VINTU DE JOS | Alba | 2 | 4 | 0.010572 | 9600
exit |  |  | SM0989D0 | SC PIONEER HI-BREAD SEEDS AGRO | VSM08 | DISTRIGAZ SUD RETELE | DISTSR | SC DISTRIGAZ SUD RETELE SRL | DSO | GANEASA | Ilfov | 1 | 4 | 0.011341 | 72000
exit |  |  | SM0990D0 | SC PRODPROSPER PIATRA NEAMT |  |  | PRDPRS | SC PRODPROSPER SRL | DC | DUMBRAVA ROSIE | Neamt | 1.4 | 2 | 0.011271 | 9600
exit |  |  | SM0991D1 | SC WIENERBERGER SIBIU |  |  | WIENSB | SC WIENERBERGER SISTEME DE CARAMIZI SRL | DC | SIBIU | Sibiu | 1.2 | 2 | 0.010436 | 48000
exit |  |  | SM0991D2 | SC TONDACH ROM PRODUCTION SIBI |  |  | TONDCH | SC TONDACH ROM PRODUCTION SIBI | DC | SIBIU | Sibiu | 1.7 | 2 | 0.010437 | 28800
exit |  |  | SM0992D0 | SIGHETU MARMATIEI |  |  | BERGSG | SC BERG SISTEM GAZ SA | DSO | SARASAU | Maramures | 1 | 1.5 | 0.010527 | 240000
exit |  |  | SM0993D0 | MOTRU | VSM24 | PREMIER ENERGY | PTRMDG | SC PREMIER ENERGY SRL | DSO | MOTRU | Gorj | 1 | 1.7 | 0.010563 | 120000
exit |  |  | SM0994D0 | MATASARI | VSM08 | DISTRIGAZ SUD RETELE | DISTSR | SC DISTRIGAZ SUD RETELE SRL | DSO | MATASARI | Gorj | 2 | 5.5 | 0.010565 | 96000
exit |  |  | SM0996D0 | SC SAINT GOBAIN CALARASI |  |  | SNTGOB | SC SAINT-GOBAIN GLASS ROMANIA SRL | DC | CALARASI | Calarasi | 4.6 | 5.4 | 0.011036 | 168000
exit |  |  | SM0997D0 | HORIA AR | VSM10 | E.ON GAZ DISTRIBUTIE | EGDTGM | DELGAZ GRID SA | DSO | HORIA | Arad | 1 | 2 | 0.010647 | 52800
exit |  |  | SM0998D0 | CARTIER SIRET GALATI | VSM08 | DISTRIGAZ SUD RETELE | DISTSR | SC DISTRIGAZ SUD RETELE SRL | DSO | GALATI | Galati | 1 | 3 | 0.011053 | 4800
exit |  |  | SM0999D0 | SC GORDON PROD BULGARENI |  |  | GORDON | SC GORDON PROD SRL | DC | BULGARENI | Harghita | 0.8 | 1.8 | 0.010647 | 12000
exit |  |  | SM1000D0 | GHEORGHIENI | VSM18 | HARGITA GAZ | HARGAZ | SC HARGAZ HARGHITA GAZ SA | DSO | GHEORGHIENI | Harghita | 3 | 5 | 0.01058 | 76800
exit |  |  | SM1001D0 | SC SICERAM SIGHISOARA |  |  | SICERM | SC SICERAM SA | DC | SIGHISOARA | Mures | 0.8 | 2.5 | 0.010481 | 120000
exit |  |  | SM1002D0 | COGEALAC | VSM08 | DISTRIGAZ SUD RETELE | DISTSR | SC DISTRIGAZ SUD RETELE SRL | DSO | COGEALAC | Constanta | 1.1 | 1.8 | 0.011053 | 52800
exit |  |  | SM1003D0 | MICFALAU | VSM21 | OLIGOPOL | OLIGPL | SC OLIGOPOL SRL | DSO | MICFALAU | Covasna | 0.8 | 1.8 | 0.010514 | 28800
exit |  |  | SM1005D0 | STALPENI | VSM24 | PREMIER ENERGY | PTRMDG | SC PREMIER ENERGY SRL | DSO | STALPENI | Arges | 1.4 | 2 | 0.010813 | 120000
exit |  |  | SM1006D0 | LELESTI | VSM08 | DISTRIGAZ SUD RETELE | DISTSR | SC DISTRIGAZ SUD RETELE SRL | DSO | LELESTI | Gorj | 1 | 1.8 | 0.010669 | 52800
exit |  |  | SM1007D0 | SC PANALIM CISNADIE |  |  | PANALM | SC PANALIM SRL | DC | CISNADIE | Sibiu | 1.2 | 1.8 | 0.01044 | 7000
exit |  |  | SM1008D0 | CARANI | VSM15 | GAZ VEST | GAZVST | SC GAZ VEST SA | DSO | CARANI | Timis | 1 | 1.8 | 0.010855 | 36000
exit |  |  | SM1010D0 | FELDIOARA | VSM21 | OLIGOPOL | OLIGPL | SC OLIGOPOL SRL | DSO | FELDIOARA | Brasov | 0.8 | 1.8 | 0.010573 | 24000
exit |  |  | SM1011D0 | SC GRAELLS PREJMER | VSM08 | DISTRIGAZ SUD RETELE | DISTSR | SC DISTRIGAZ SUD RETELE SRL | DSO | PREJMER | Brasov | 0.8 | 1.8 | 0.010618 | 132000
exit |  |  | SM1012D0 | LEHLIU GARA-DOR MARUNT | VSM19 | MEGACONSTRUCT | MEGCST | SC MEGACONSTRUCT SA | DSO | DORMARUNT | Calarasi | 2 | 3 | 0.011057 | 144000
exit |  |  | SM1013D0 | FETESTI | VSM08 | DISTRIGAZ SUD RETELE | DISTSR | SC DISTRIGAZ SUD RETELE SRL | DSO | FETESTI | Ialomita | 1 | 2 | 0.010903 | 360000
exit |  |  | SM1014D0 | BANCU | VSM18 | HARGITA GAZ | HARGAZ | SC HARGAZ HARGHITA GAZ SA | DSO | BANCU | Harghita | 0.8 | 1.8 | 0.010589 | 52800
exit |  |  | SM1015D0 | DRUMSERV ERNEI |  |  | DRUMSV | SC DRUMSERV SA | DC | ERNEI | Mures | 1 | 2.4 | 0.010455 | 36000
exit |  |  | SM1016D0 | SC EUROCARAMIDA BIHARIA |  |  | EURCAR | SC EUROCARAMIDA SA | DC | BIHARIA | Bihor | 0.9 | 1.5 | 0.010687 | 28800
exit |  |  | SM1017D0 | CRIZBAV | VSM08 | DISTRIGAZ SUD RETELE | DISTSR | SC DISTRIGAZ SUD RETELE SRL | DSO | CRIZBAV | Brasov | 0.8 | 1.8 | 0.010565 | 36000
exit |  |  | SM1018D0 | SC VRANCART ADJUD |  |  | VRNCRT | SC VRANCART SA | DC | ADJUD | Vrancea | 1.5 | 2 | 0.010719 | 48000
exit |  |  | SM1019D0 | COSTESTI | VSM16 | GAZ EST | GZESTV | SC GAZ EST SA | DSO | COSTESTI | Vaslui | 1 | 4 | 0.010925 | 28800
exit |  |  | SM1020D0 | SANANDREI | VSM15 | GAZ VEST | GAZVST | SC GAZ VEST SA | DSO | SANANDREI | Timis | 1 | 1.8 | 0.010877 | 52800
exit |  |  | SM1020D1 | SC SIRD SANANDREI | VSM15 | GAZ VEST | GAZVST | SC GAZ VEST SA | DSO | SANANDREI | Timis | 2.5 | 4.1 | 0.011023 | 120000
exit |  |  | SM1021D0 | UTVIN | VSM26 | TIMGAZ | TIMGZB | SC TIMGAZ SA | DSO | UTVIN | Timis | 1 | 1.8 | 0.01062 | 48000
exit |  |  | SM1022D0 | SC ISOVOLTA SEDIU BUCURESTI |  |  | ISOVOL | SC ISOVOLTA SA | DC | BUCURESTI | Bucuresti | 0.8 | 1.4 | 0.010883 | 48000
exit |  |  | SM1023D0 | RUDENI | VSM08 | DISTRIGAZ SUD RETELE | DISTSR | SC DISTRIGAZ SUD RETELE SRL | DSO | RUDENI | Ilfov | 1.3 | 1.5 | 0.010916 | 120000
exit |  |  | SM1024D0 | TARGU FRUMOS II | VSM10 | E.ON GAZ DISTRIBUTIE | EGDTGM | DELGAZ GRID SA | DSO | TARGU FRUMOS | Iasi | 0.6 | 0.8 | 0.010804 | 4800
exit |  |  | SM1025D0 | IZVORU MURESULUI | VSM18 | HARGITA GAZ | HARGAZ | SC HARGAZ HARGHITA GAZ SA | DSO | IZVORU MURESULUI | Harghita | 0.8 | 1.8 | 0.010549 | 15600
exit |  |  | SM1026D0 | SANMARTIN HG | VSM18 | HARGITA GAZ | HARGAZ | SC HARGAZ HARGHITA GAZ SA | DSO | SANMARTIN | Harghita | 0.8 | 1.8 | 0.010582 | 28800
exit |  |  | SM1027D0 | ION NECULCE | VSM10 | E.ON GAZ DISTRIBUTIE | EGDTGM | DELGAZ GRID SA | DSO | RAZBOIENI | Iasi | 0.8 | 1 | 0.010814 | 4800
exit |  |  | SM1028D0 | SACALAZ | VSM15 | GAZ VEST | GAZVST | SC GAZ VEST SA | DSO | SACALAZ | Timis | 0.8 | 1.8 | 0.010615 | 52800
exit |  |  | SM1030D0 | SALISTE | VSM10 | E.ON GAZ DISTRIBUTIE | EGDTGM | DELGAZ GRID SA | DSO | SALISTE | Sibiu | 1.2 | 1.8 | 0.010471 | 7000
exit |  |  | SM1031D0 | SC EGGER RADAUTI |  |  | EGGERR | SC EGGER ROMANIA SRL | DC | RADAUTI | Suceava | 3 | 3.6 | 0.010559 | 288000
exit |  |  | SM1032D0 | VINGA | VSM15 | GAZ VEST | GAZVST | SC GAZ VEST SA | DSO | VINGA | Arad | 0.8 | 1.4 | 0.01087 | 48000
exit |  |  | SM1033D0 | PECICA | VSM10 | E.ON GAZ DISTRIBUTIE | EGDTGM | DELGAZ GRID SA | DSO | PECICA | Arad | 2 | 3.5 | 0.011067 | 120000
exit |  |  | SM1034D0 | SC KRONOSPAN STUPINI BRASOV |  |  | KRONOS | SC KRONOSPAN ROMANIA SRL | DC | BRASOV | Brasov | 3 | 3.5 | 0.010714 | 432000
exit |  |  | SM1035D0 | CURTUISENI | VSM15 | GAZ VEST | GAZVST | SC GAZ VEST SA | DSO | VASAD | Bihor | 1.8 | 2.8 | 0.010456 | 48000
exit |  |  | SM1035D1 | VASAD | VSM15 | GAZ VEST | GAZVST | SC GAZ VEST SA | DSO | VASAD | Bihor | 0.8 | 1.4 | 0.010452 | 24000
exit |  |  | SM1037D0 | MISCHII | VSM08 | DISTRIGAZ SUD RETELE | DISTSR | SC DISTRIGAZ SUD RETELE SRL | DSO | MISCHII | Dolj | 0.8 | 1 | 0.010586 | 120000
exit |  |  | SM1038D0 | MOHU II EMILIAN | VSM10 | E.ON GAZ DISTRIBUTIE | EGDTGM | DELGAZ GRID SA | DSO | SELIMBAR | Sibiu | 1.2 | 1.8 | 0.010436 | 4500
exit |  |  | SM1039D0 | SIC | VSM06 | CPL CONCORDIA | CPLCNC | SC CPL CONCORDIA SRL | DSO | SIC | Cluj | 1 | 1.8 | 0.010517 | 120000
exit |  |  | SM1041D0 | SEBESU DE JOS | VSM10 | E.ON GAZ DISTRIBUTIE | EGDTGM | DELGAZ GRID SA | DSO | SEBESUL DE JOS | Sibiu | 1.2 | 2 | 0.010438 | 7200
exit |  |  | SM1045D0 | BOTORCA CONSUMATORI DIVERSI | VSM10 | E.ON GAZ DISTRIBUTIE | EGDTGM | DELGAZ GRID SA | DSO | BOTORCA | Mures | 0.6 | 1.2 | 0.010467 | 360
exit |  |  | SM1046D0 | CASA MOGA HULA BLAJEL |  |  | CASAMO | SC CASA MOGA SRL | DC | BLAJEL | Sibiu | 0.8 | 1 | 0.010464 | 480
exit |  |  | SM1047D0 | GIURGIU | VSM28 | WIROM | WIROMB | SC WIROM GAS SA | DSO | GIURGIU | Giurgiu | 3.6 | 4 | 0.010919 | 1200000
exit |  |  | SM1048D0 | MANASTIREA FAGET |  |  | MANFAG | MANASTIREA FAGET | DC | BECLEAN | Brasov | 0.8 | 1.2 | 0.010579 | 960
exit |  |  | SM1049D0 | SELIMBAR II EPURARE | VSM10 | E.ON GAZ DISTRIBUTIE | EGDTGM | DELGAZ GRID SA | DSO | MOHU | Sibiu | 1.2 | 1.8 | 0.010436 | 2400
exit |  |  | SM1051D0 | JILAVA | VSM08 | DISTRIGAZ SUD RETELE | DISTSR | SC DISTRIGAZ SUD RETELE SRL | DSO | JILAVA | Ilfov | 2 | 3 | 0.010915 | 240000
exit |  |  | SM1053D0 | PODARI | VSM08 | DISTRIGAZ SUD RETELE | DISTSR | SC DISTRIGAZ SUD RETELE SRL | DSO | PODARI | Dolj | 2.5 | 4 | 0.010586 | 120000
exit |  |  | SM1055D0 | SC AMBRO SUCEAVA |  |  | AMBRSV | SC AMBRO SA | DC | SUCEAVA | Suceava | 4 | 6 | 0.01058 | 156000
exit |  |  | SM1056D0 | MEDIESU AURIT II | VSM10 | E.ON GAZ DISTRIBUTIE | EGDTGM | DELGAZ GRID SA | DSO | MEDIESU AURIT | Satu Mare | 1 | 2 | 0.010596 | 14400
exit |  |  | SM1058D0 | DROBETA-TURNU SEVERIN |  |  | MEHEDG | SC MEHEDINTI GAZ SA | DSO | DROBETA-TURNU SEVERIN | Mehedinti | 1.5 | 3 | 0.010581 | 120000
exit |  |  | SM1060D0 | SC CESIRO SIGHISOARA |  |  | CESIRO | SC CESIRO SIGHISOARA SA | DC | SIGHISOARA | Mures | 0.8 | 2.5 | 0.01043 | 60000
exit |  |  | SM1061D0 | SC MANZAT PROD POPLACA |  |  | MANZAT | SC MANZAT PROD SRL | DC | POPLACA | Sibiu | 1.2 | 1.8 | 0.010457 | 7000
exit |  |  | SM1062D0 | VACARESTI | VSM08 | DISTRIGAZ SUD RETELE | DISTSR | SC DISTRIGAZ SUD RETELE SRL | DSO | VACARESTI | Dimbovita | 1.1 | 1.8 | 0.010438 | 30720
exit |  |  | SM1063D0 | SC TEHNOSTRADE UMB ADJUD |  |  | TEHNST | SC TEHNOSTRADE SRL | DC | ADJUD | Vrancea | 3 | 4.5 | 0.010726 | 168000
exit |  |  | SM1064D0 | URZICENI INMAGAZINAT | VSM01 | ROMGAZ INMAGAZINAT | DEPRGZ | SC SNGN ROMGAZ SA - DEPOZIT | OSI | URZICENI | Ialomita | 15 | 20 | 0.011146 | 3840000
exit |  |  | SM1065D0 | BALACEANCA INMAGAZINAT | VSM01 | ROMGAZ INMAGAZINAT | DEPRGZ | SC SNGN ROMGAZ SA - DEPOZIT | OSI | BALACEANCA | Ilfov | 15 | 26 | 0.010919 | 1000000
exit |  |  | SM1066D0 | BUTIMANU INMAGAZINAT | VSM01 | ROMGAZ INMAGAZINAT | DEPRGZ | SC SNGN ROMGAZ SA - DEPOZIT | OSI | BUTIMANU | Dimbovita | 17 | 28 | 0.010913 | 10500000
exit |  |  | SM1068D0 | BOTORCA INMAGAZINAT(CETATE) | VSM01 | ROMGAZ INMAGAZINAT | DEPRGZ | SC SNGN ROMGAZ SA - DEPOZIT | OSI | BOTORCA | Mures | 18 | 30 | 0.010466 | 1600000
exit |  |  | SM1070D0 | SARMAS INMAGAZINAT | VSM01 | ROMGAZ INMAGAZINAT | DEPRGZ | SC SNGN ROMGAZ SA - DEPOZIT | OSI | SARMAS | Mures | 18 | 40 | 0.010705 | 7000000
exit |  |  | SM1072D0 | STEFANESTII DE JOS | VSM08 | DISTRIGAZ SUD RETELE | DISTSR | SC DISTRIGAZ SUD RETELE SRL | DSO | STEFANESTII DE JOS | Ilfov | 1 | 2 | 0.010876 | 240000
exit |  |  | SM1073D0 | SC MONSANTO SINESTI |  |  | MONSAN | SC MONSANTO ROMANIA SRL | DC | SINESTI | Ialomita | 2.5 | 4.5 | 0.010963 | 240000
exit |  |  | SM1074D0 | SC PETROCART PIATRA NEAMT |  |  | PECART | SC PETROCART SA | DC | PIATRA NEAMT | Neamt | 3 | 6 | 0.011309 | 48000
exit |  |  | SM1075D0 | BALTATI | VSM22 | PRISMA SERV COMPANY | PRISMA | SC PRISMA SERV COMPANY SRL | DSO | BALTATI | Iasi | 0.6 | 1 | 0.010839 | 28800
exit |  |  | SM1076D0 | NUCET | VSM08 | DISTRIGAZ SUD RETELE | DISTSR | SC DISTRIGAZ SUD RETELE SRL | DSO | NUCET | Dimbovita | 1.1 | 1.3 | 0.010684 | 240000
exit |  |  | SM1077D1 | SC CHIMCOMPLEX BORZESTI I |  |  | CHCBOR | SC CHIMCOMPLEX SA | DC | BORZESTI | Bacau | 1.5 | 2 | 0.01084 | 48000
exit |  |  | SM1077D2 | SC CHIMCOMPLEX BORZESTI II |  |  | CHCBOR | SC CHIMCOMPLEX SA | DC | BORZESTI | Bacau | 7 | 20 | 0.010789 | 139200
exit |  |  | SM1078D0 | MUNTENI | VSM08 | DISTRIGAZ SUD RETELE | DISTSR | SC DISTRIGAZ SUD RETELE SRL | DSO | MUNTENI | Galati | 1 | 2 | 0.011094 | 24000
exit |  |  | SM1079D0 | SC BRAIPIG LACU SARAT |  |  | MREXLS | SC BRAIPIG SRL | DC | LACU SARAT | Braila | 2 | 5.4 | 0.010941 | 60000
exit |  |  | SM1080D0 | C2 PITESTI |  |  | PETRLD | SC OMV PETROM SA (LIVRARE DIRECTA) | DC | BRADU | Arges | 6 | 25 | 0.010957 | 10000
exit |  |  | SM1081D0 | TASNAD | VSM10 | E.ON GAZ DISTRIBUTIE | EGDTGM | DELGAZ GRID SA | DSO | TASNAD | Satu Mare | 0.9 | 2 | 0.010657 | 192000
exit |  |  | SM1082D0 | SC FIERCTC SIEBEL GALATI |  |  | FIERGL | SC FIERCTC SIBEL SRL | DC | SMARDAN | Galati | 1 | 4 | 0.010833 | 60000
exit |  |  | SM1083D0 | CULCIU | VSM06 | CPL CONCORDIA | CPLCNC | SC CPL CONCORDIA SRL | DSO | CULCIU MARE | Satu Mare | 0.8 | 1.5 | 0.010662 | 86400
exit |  |  | SM1086D0 | JOITA | VSM11 | EUROSEVEN IND. | EURSVN | SC EURO SEVEN INDUSTRY SRL | DSO | SABARENI | Giurgiu | 1.4 | 1.6 | 0.010719 | 240000
exit |  |  | SM1087D0 | BUTEA | VSM07 | DESIGN PROIECT IASI | DESIGN | SC DESIGN PROIECT SRL | DSO | BUTEA | Iasi | 0.6 | 0.8 | 0.0108 | 28800
exit |  |  | SM1088D0 | PODU DAMBOVITEI | VSM08 | DISTRIGAZ SUD RETELE | DISTSR | SC DISTRIGAZ SUD RETELE SRL | DSO | PODU DAMBOVITEI | Arges | 0.8 | 1.8 | 0.010747 | 72000
exit |  |  | SM1089D0 | SCHITU GOLESTI | VSM08 | DISTRIGAZ SUD RETELE | DISTSR | SC DISTRIGAZ SUD RETELE SRL | DSO | SCHITU GOLESTI | Arges | 1 | 2 | 0.010826 | 156000
exit |  |  | SM1090D0 | SC CONPET BARAGANU |  |  | CONPBA | SC CONPET SA | DC | BORCEA | Calarasi | 1 | 2 | 0.010855 | 15600
exit |  |  | SM1091D0 | SC INDUSTRIA SARMEI CAMPIA TURZII |  |  | MECHEL | SC INDUSTRIA SARMEI CAMPIA TURZII SA | DC | CAMPIA TURZII | Cluj | 5 | 5.8 | 0.010568 | 156000
exit |  |  | SM1092D0 | CARANI-PETROM |  |  | PETRLD | SC OMV PETROM SA (LIVRARE DIRECTA) | DC | CARANI | Timis | 8 | 20 | 0.010634 | 150000
exit |  |  | SM1093D0 | SC SAINT GOBAIN RIGIPS TURDA |  |  | SNTRIG | SC SAINT GOBAIN CONST. PRODUCTS ROM. SRL | DC | TURDA | Cluj | 1.6 | 3 | 0.01056 | 120000
exit |  |  | SM1094D0 | SC COMPREST OVIDIU |  |  | COMPRE | SC COMPREST UTIL SRL | DC | OVIDIU | Constanta | 2 | 2.2 | 0.011229 | 55200
exit |  |  | SM1095D0 | ARDUD | VSM06 | CPL CONCORDIA | CPLCNC | SC CPL CONCORDIA SRL | DSO | ARDUD | Satu Mare | 0.8 | 2 | 0.01068 | 120000
exit |  |  | SM1096D0 | SC SILCOTUB CALARASI |  |  | DONASI | SC SILCOTUB SA | DC | CALARASI | Calarasi | 5 | 6 | 0.011016 | 72000
exit |  |  | SM1097D0 | TAMASENI | VSM20 | MIHOC OIL | MIHOCO | SC MIHOC OIL SRL | DSO | TAMASENI | Neamt | 2.1 | 6 | 0.010802 | 57360
exit |  |  | SM1098D0 | SC LEMARCO CRISTAL URZICENI |  |  | LEMARC | SC LEMARCO CRISTAL SRL | DC | URZICENI | Ialomita | 1 | 3.5 | 0.01096 | 120000
exit |  |  | SM1099D0 | GLODEANU - SILISTEA (CASOTA) | VSM08 | DISTRIGAZ SUD RETELE | DISTSR | SC DISTRIGAZ SUD RETELE SRL | DSO | GLODEANU-SILISTEA | Buzau | 1 | 2 | 0.010742 | 182160
exit |  |  | SM1100D0 | TAMASEU | VSM15 | GAZ VEST | GAZVST | SC GAZ VEST SA | DSO | TAMASEU | Bihor | 0.8 | 1.5 | 0.010695 | 28800
exit |  |  | SM1101D0 | SC IPEC ALBA IULIA |  |  | IPECAB | SC IPEC SA | DC | ALBA IULIA | Alba | 1 | 1.6 | 0.01058 | 52800
exit |  |  | SM1102D0 | CODLEA II | VSM08 | DISTRIGAZ SUD RETELE | DISTSR | SC DISTRIGAZ SUD RETELE SRL | DSO | CODLEA | Brasov | 0.8 | 1.8 | 0.010219 | 24000
exit |  |  | SM1103D0 | PLOIESTI - PARC INDUSTRIAL | VSM08 | DISTRIGAZ SUD RETELE | DISTSR | SC DISTRIGAZ SUD RETELE SRL | DSO | PLOIESTI | Prahova | 2 | 4 | 0.01071 | 168000
exit |  |  | SM1104D0 | DOMNESTI AG | VSM08 | DISTRIGAZ SUD RETELE | DISTSR | SC DISTRIGAZ SUD RETELE SRL | DSO | DOMNESTI | Arges | 1 | 2 | 0.010756 | 156000
exit |  |  | SM1105D0 | SC WIENERBERGER BOLDUT |  |  | WIENBO | SC WIENERBERGER SISTEME DE CARAMIZI SRL | DC | BOLDUT | Cluj | 3 | 4 | 0.010575 | 48000
exit |  |  | SM1106D0 | SC OMEGA PRODCOM TARNAVENI |  |  | OMEGAT | SC OMEGA PRODCOM SA | DC | TARNAVENI | Mures | 0.6 | 2 | 0.010464 | 7200
exit |  |  | SM1107D0 | MACEA | VSM15 | GAZ VEST | GAZVST | SC GAZ VEST SA | DSO | MACEA | Arad | 0.8 | 1.8 | 0.010663 | 28800
exit |  |  | SM1108D0 | DUMBRAVA ROSIE | VSM22 | PRISMA SERV COMPANY | PRISMA | SC PRISMA SERV COMPANY SRL | DSO | DUMBRAVA ROSIE | Neamt | 1 | 2 | 0.011161 | 28800
exit |  |  | SM1109D0 | PANCIU | VSM12 | GAZMIR | GAZMIR | SC GAZMIR IASI SRL | DSO | PANCIU | Vrancea | 2 | 2.7 | 0.010828 | 15600
exit |  |  | SM1110D0 | ODOBESTI | VSM12 | GAZMIR | GAZMIR | SC GAZMIR IASI SRL | DSO | FOCSANI | Vrancea | 1.5 | 2 | 0.010844 | 15600
exit |  |  | SM1111D0 | VIDELE | VSM24 | PREMIER ENERGY | PTRMDG | SC PREMIER ENERGY SRL | DSO | VIDELE | Teleorman | 1 | 1.2 | 0.010869 | 120000
exit |  |  | SM1112D0 | URLATI | VSM08 | DISTRIGAZ SUD RETELE | DISTSR | SC DISTRIGAZ SUD RETELE SRL | DSO | VALEA CALUGAREASCA | Prahova | 2 | 4 | 0.010995 | 288000
exit |  |  | SM1113D0 | POIANA STICLARIEI | VSM08 | DISTRIGAZ SUD RETELE | DISTSR | SC DISTRIGAZ SUD RETELE SRL | DSO | POIANA BRASOV |  | 0.8 | 1.8 | 0.01056 | 21600
exit |  |  | SM1114D0 | CHITCANI | VSM16 | GAZ EST | GZESTV | SC GAZ EST SA | DSO | COSTESTI | Vaslui | 2.5 | 3 | 0.010838 | 24000
exit |  |  | SM1115D0 | SC HAMMERER ALUMINIUM INDUSTRIES SANTANA |  |  | HAISAN | SC HAMMERER ALUMINIUM INDUSTRIES SRL | DC | SANTANA | Arad | 2.5 | 3.8 | 0.010682 | 43200
exit |  |  | SM1116D0 | HALCHIU II | VSM08 | DISTRIGAZ SUD RETELE | DISTSR | SC DISTRIGAZ SUD RETELE SRL | DSO | SATU NOU |  | 0.8 | 1.8 | 0.010554 | 19200
exit |  |  | SM1118D0 | ROMSUINTEST NICULESTI | VSM08 | DISTRIGAZ SUD RETELE | DISTSR | SC DISTRIGAZ SUD RETELE SRL | DSO | NICULESTI | Dimbovita | 2.5 | 3.5 | 0.01088 | 36000
exit |  |  | SM1120D0 | SC DACIA MIOVENI |  |  | DACIAM | SC AUTOMOBILE DACIA SA | DC | MIOVENI |  | 2 | 2.5 | 0.010916 | 945600
exit |  |  | SM1121D0 | SC DONALAM CALARASI |  |  | DONALA | SC DONALAM SRL | DC | CALARASI | Calarasi | 4 | 4.5 | 0.011068 | 168000
exit |  |  | SM1122D0 | RECEA CEMACON SALAJ | VSM06 | CPL CONCORDIA | CPLCNC | SC CPL CONCORDIA SRL | DSO | RECEA | Salaj | 1.5 | 2.5 | 0.010628 | 86400
exit |  |  | SM1123D0 | ARICESTI II | VSM08 | DISTRIGAZ SUD RETELE | DISTSR | SC DISTRIGAZ SUD RETELE SRL | DSO | ARICESTI RAHTIVANI | Prahova | 1 | 2 | 0.010769 | 43200
exit |  |  | SM1124D0 | LANCRAM II | VSM10 | E.ON GAZ DISTRIBUTIE | EGDTGM | DELGAZ GRID SA | DSO | LANCRAM |  | 2.3 | 5 | 0.010574 | 240000
exit |  |  | SM1125D0 | SC SPEDITION UMB CRISTESTI |  |  | UMBCRI | SC SPEDITION UMB SRL | DC | CRISTESTI | Iasi | 3.8 | 4.3 | 0.010548 | 74400
exit |  |  | SM1126D0 | CAMPULUNG MOLDOVENESC |  |  | TENGAD | SC NOVA POWER & GAS SRL | DSO | CAMPULUNG MOLDOVENESC | Suceava | 1.6 | 1.8 | 0.010831 | 120000
exit |  |  | SM1127D0 | ROZNOV | VSM22 | PRISMA SERV COMPANY | PRISMA | SC PRISMA SERV COMPANY SRL | DSO | ROZNOV | Neamt | 0.8 | 2 | 0.011452 | 36000
exit |  |  | SM1128D0 | MEDIESU AURIT III | VSM10 | E.ON GAZ DISTRIBUTIE | EGDTGM | DELGAZ GRID SA | DSO | MEDIESU AURIT | Satu Mare | 1 | 1.4 | 0.010611 | 72000
exit |  |  | SM1129D0 | PERISORU | VSM08 | DISTRIGAZ SUD RETELE | DISTSR | SC DISTRIGAZ SUD RETELE SRL | DSO | PERISORU | Calarasi | 1.3 | 5 | 0.01093 | 36000
exit |  |  | SM1130D0 | SALCIOARA | VSM10 | E.ON GAZ DISTRIBUTIE | EGDTGM | DELGAZ GRID SA | DSO | SALCIOARA | Vaslui | 1.5 | 3 | 0.010927 | 33600
exit |  |  | SM1131D0 | BUDEASA | VSM25 | TEHNOLOGICA RADION | RADION | SC TEHNOLOGICA RADION SRL | DSO | BUDEASA MARE |  | 1 | 2 | 0.010905 | 72000
exit |  |  | SM1132D0 | OARJA | VSM25 | TEHNOLOGICA RADION | RADION | SC TEHNOLOGICA RADION SRL | DSO | OARJA |  | 1 | 4 | 0.010979 | 84000
exit |  |  | SM1133D0 | CERNICA II (BALACEANCA) | VSM17 | GAZ SUD | GZSUDS | SC GAZ SUD SA | DSO | CERNICA | Ilfov | 1 | 1.5 | 0.010856 | 24000
exit |  |  | SM1134D0 | SC TEREOS ROMANIA LUDUS |  |  | ZAHARL | SC TEREOS ROMANIA SA | DC | LUDUS | Mures | 4.5 | 5.8 | 0.01058 | 240000
exit |  |  | SM1135D0 | BRASOV IV | VSM08 | DISTRIGAZ SUD RETELE | DISTSR | SC DISTRIGAZ SUD RETELE SRL | DSO | BRASOV |  | 1 | 3.5 | 0.010531 | 14400
exit |  |  | SM1136D0 | POSTA CALNAU | VSM08 | DISTRIGAZ SUD RETELE | DISTSR | SC DISTRIGAZ SUD RETELE SRL | DSO | POSTA CALNAU | Buzau | 2 | 4 | 0.010809 | 9600
exit |  |  | SM1138D0 | CIULNITA | VSM17 | GAZ SUD | GZSUDS | SC GAZ SUD SA | DSO | SLOBOZIA | Ialomita | 2 | 5 | 0.011027 | 52800
exit |  |  | SM1139D0 | MOIECIU | VSM17 | GAZ SUD | GZSUDS | SC GAZ SUD SA | DSO | MOIECIU DE JOS |  | 1 | 3 | 0.010763 | 24000
exit |  |  | SM1140D0 | PERICEI | VSM06 | CPL CONCORDIA | CPLCNC | SC CPL CONCORDIA SRL | DSO | PERICEI | Salaj | 1.5 | 2 | 0.010633 | 72000
exit |  |  | SM1141D0 | TANTARENI | VSM15 | GAZ VEST | GAZVST | SC GAZ VEST SA | DSO | TANTARENI | Gorj | 1 | 1.8 | 0.010591 | 60000
exit |  |  | SM1142D0 | STATIA CENTRALA GHERCESTI INMA | VSM01 | ROMGAZ INMAGAZINAT | DEPRGZ | SC SNGN ROMGAZ SA - DEPOZIT | OSI | GHERCESTI | Dolj | 10 | 17 | 0.010691 | 1600000
exit |  |  | SM1143D0 | FOENI-PETROM |  |  | PETRLD | SC OMV PETROM SA (LIVRARE DIRECTA) | DC | FOENI | Timis | 5 | 20 | 0.010598 | 30000
exit |  |  | SM1144D0 | SC PEHART TEC TISSUE DEJ |  |  | METALI | SC PEHART TEC TISSUE SA | DC | DEJ | Cluj | 2.5 | 5 | 0.010555 | 132000
exit |  |  | SM1145D0 | DEPARATI HARLESTI PETROM |  |  | PETRLD | SC OMV PETROM SA (LIVRARE DIRECTA) | DC | DEPARATI | Teleorman | 5 | 30 | 0.010749 | 21000
exit |  |  | SM1146D0 | GHERCESTI |  |  | RGZDST | SNGN ROMGAZ SA - DISTRIBUTIE | DSO | GHERCESTI | Dolj | 0 | 0 | 0.01059 | 72000
exit |  |  | SM1147D0 | MAGURA | VSM08 | DISTRIGAZ SUD RETELE | DISTSR | SC DISTRIGAZ SUD RETELE SRL | DSO | MIHAIESTI | Vilcea | 2 | 4 | 0.010891 | 48000
exit |  |  | SM1148D0 | CALARETI | VSM24 | PREMIER ENERGY | PTRMDG | SC PREMIER ENERGY SRL | DSO | TAMADAU MIC | Calarasi | 1 | 1.3 | 0.010818 | 15600
exit |  |  | SM1150D0 | SC SAGEM ROSIESTI |  |  | SAGEMR | SC SAGEM SRL | DC | ROSIESTI | Vaslui | 2.5 | 3.3 | 0.010931 | 33600
exit |  |  | SM1151D0 | TUTOVA | VSM16 | GAZ EST | GZESTV | SC GAZ EST SA | DSO | TUTOVA | Vaslui | 1 | 2 | 0.0109 | 28800
exit |  |  | SM1152D0 | CHIRNOGI | VSM12 | GAZMIR | GAZMIR | SC GAZMIR IASI SRL | DSO | CHIRNOGI | Calarasi | 1 | 4 | 0.010848 | 36000
exit |  |  | SM1154D0 | NADLAC | VSM10 | E.ON GAZ DISTRIBUTIE | EGDTGM | DELGAZ GRID SA | DSO | NADLAC | Arad | 1.5 | 2 | 0.01109 | 48000
exit |  |  | SM1155D0 | CORUNCA INMAGAZINAT |  |  | DEPOMS | SC DEPOMURES SA | OSI | CORUNCA | Mures | 18 | 30 | 0.010542 | 2700000
exit |  |  | SM1157D0 | UNGHENI |  |  | VMOLTR | VESTMOLDTRANSGAZ | OSTA |  |  | 9 | 10 | 0.010556 | 120000
exit |  |  | SM1158D0 | CET CRAIOVA II |  |  | COMENC | SC COMPLEXUL ENERGETIC OLTENIA SA | DC | CRAIOVA | Dolj | 2 | 3 | 0.010587 | 1392000
exit |  |  | SM1159D0 | DAIA II | VSM10 | E.ON GAZ DISTRIBUTIE | EGDTGM | DELGAZ GRID SA | DSO | DAIA | Sibiu | 0.5 | 1 | 0.010428 | 480
exit |  |  | SM1160D0 | TALMACEL II | VSM10 | E.ON GAZ DISTRIBUTIE | EGDTGM | DELGAZ GRID SA | DSO | TALMACEL | Sibiu | 0.5 | 1 | 0.010428 | 480
exit |  |  | SM1161D0 | AUREL VLAICU | VSM10 | E.ON GAZ DISTRIBUTIE | EGDTGM | DELGAZ GRID SA | DSO | AUREL VLAICU | Hunedoara | 3.3 | 5.4 | 0.010536 | 10800
exit |  |  | SM1162D0 | CORABIA | VSM28 | WIROM | WIROMB | SC WIROM GAS SA | DSO | CORABIA | Olt | 2 | 4 | 0.010875 | 120000
exit |  |  | SM1163D0 | SC SAM MILLS BOTIZ |  |  | SAMMIL | SC SAM MILLS SRL | DC | BOTIZ | Satu Mare | 1 | 2 | 0.010593 | 72000
exit |  |  | SM1164D0 | RACHITENI | VSM22 | PRISMA SERV COMPANY | PRISMA | SC PRISMA SERV COMPANY SRL | DSO | MIRCESTI | Iasi | 1.8 | 2 | 0.010802 | 14400
exit |  |  | SM1165D0 | DEPOZIT 160 VIDELE |  |  | PETRLD | SC OMV PETROM SA (LIVRARE DIRECTA) | DC | MARSA | Giurgiu | 6 | 30 | 0.010829 | 26400
exit |  |  | SM1166D0 | TURCENI | VSM08 | DISTRIGAZ SUD RETELE | DISTSR | SC DISTRIGAZ SUD RETELE SRL | DSO | PLOPSORU | Gorj | 4 | 5 | 0.010569 | 180000
exit |  |  | SM1167D0 | SC RUSTRANS BLAGESTI |  |  | RUSTRA | SC RUSTRANS SRL | DC | BLAGESTI | Bacau | 4.5 | 5.5 | 0.010976 | 123048
exit |  |  | SM1169D0 | SANGEORGIU DE PADURE | VSM10 | E.ON GAZ DISTRIBUTIE | EGDTGM | DELGAZ GRID SA | DSO | SANGEORGIU DE PADURE | Mures | 1.2 | 2 | 0.010515 | 24000
exit |  |  | SM1171D0 | COGENERARE ORADEA |  |  | TERMOR | SC TERMOFICARE ORADEA SA | DC | ORADEA | Bihor | 5.1 | 6.1 | 0.010736 | 1020000
exit |  |  | SM1174D0 | BUCOVAT | VSM15 | GAZ VEST | GAZVST | SC GAZ VEST SA | DSO | BUCOVAT | Timis | 1.5 | 2.5 | 0.010572 | 14400
exit |  |  | SM1175D0 | SC ARC PARC INDUSTRIAL DEJ |  |  | ARCPAR | SC ARC PARC INDUSTRIAL SRL | DC | DEJ | Cluj | 1.6 | 1.8 | 0.010524 | 6000
exit |  |  | SM1176D0 | RUSE-GIURGIU |  |  | BULGAR | BULGARTRANSGAZ | OSTA | GIURGIU | Giurgiu | 30 | 32 | 0.010854 | 0
exit |  |  | SM1177D0 | SC VANBET REBRICEA |  |  | VANBET | SC VANBET SRL | DC | REBRICEA | Vaslui | 3.5 | 4.5 | 0.010857 | 33600
exit |  |  | SM1178D0 | COSERENI | VSM19 | MEGACONSTRUCT | MEGCST | SC MEGACONSTRUCT SA | DSO | COSERENI | Ialomita | 2 | 5 | 0.010787 | 36000
exit |  |  | SM1179D0 | STEFAN VODA | VSM08 | DISTRIGAZ SUD RETELE | DISTSR | SC DISTRIGAZ SUD RETELE SRL | DSO | STEFAN VODA | Calarasi | 4 | 5 | 0.010797 | 36000
exit |  |  | SM1180D0 | BALAUSERI | VSM10 | E.ON GAZ DISTRIBUTIE | EGDTGM | DELGAZ GRID SA | DSO | BALAUSERI | Mures | 1.8 | 2 | 0.010467 | 38400
exit |  |  | SM1181D0 | SC GIDAZI BRADESTI |  |  | GIDAZI | SC GIDAZI SRL | DC | BRADESTI | Dolj | 1.5 | 2.5 | 0.010519 | 14400
exit |  |  | SM1182D0 | PANTASESTI-SCANDIC DISTILLERIE | VSM26 | TIMGAZ | TIMGZB | SC TIMGAZ SA | DSO | PANTASESTI | Bihor | 3 | 4 | 0.010627 | 84000
exit |  |  | SM1205D0 | PATRAUTI | VSM22 | PRISMA SERV COMPANY | PRISMA | SC PRISMA SERV COMPANY SRL | DSO | PATRAUTI | Suceava | 0.7 | 1 | 0.010641 | 28800
exit |  |  | SM1209D0 | MIRCESTI | VSM07 | DESIGN PROIECT IASI | DESIGN | SC DESIGN PROIECT SRL | DSO | MIRCESTI | Iasi | 0.6 | 1.2 | 0.010844 | 52800
exit |  |  | SM1211D0 | BALS-BOURENI | VSM13 | GAZ NORD EST | GAZNEH | SC GAZ NORD EST SA | DSO | BALS | Iasi | 0.6 | 1.4 | 0.010801 | 6000
exit |  |  | SM1214D0 | URIU | VSM06 | CPL CONCORDIA | CPLCNC | SC CPL CONCORDIA SRL | DSO | URIU | Cluj | 1 | 1.6 | 0.01053 | 48000
exit |  |  | SM1215D0 | CERTEZE | VSM15 | GAZ VEST | GAZVST | SC GAZ VEST SA | DSO | CERTEZE | Satu Mare | 0.8 | 1.5 | 0.010533 | 144000
exit |  |  | SM1216D0 | SC MICHELIN ZALAU |  |  | MICHEL | SC MICHELIN ZALAU | DC | ZALAU | Salaj | 1.6 | 1.8 | 0.010594 | 48000
exit |  |  | SM1223D0 | SERBANESTI | VSM08 | DISTRIGAZ SUD RETELE | DISTSR | SC DISTRIGAZ SUD RETELE SRL | DSO | SERBANESTI | Olt | 1 | 2 | 0.010867 | 120000
exit |  |  | SM1224D0 | OLTENI | VSM24 | PREMIER ENERGY | PTRMDG | SC PREMIER ENERGY SRL | DSO | OLTENI | Ilfov | 1.2 | 1.4 | 0.010922 | 120000
exit |  |  | SM1225D0 | SC OPREA EDIL CONSTRUCT CHITIL |  |  | OPREAE | SC OPREA EDILCONSTRUCT SRL | DC | CHITILA | Ilfov | 1 | 2 | 0.010896 | 36000
exit |  |  | SM1226D0 | BRADESTI DJ | VSM08 | DISTRIGAZ SUD RETELE | DISTSR | SC DISTRIGAZ SUD RETELE SRL | DSO | BRADESTI | Dolj | 1 | 2 | 0.010587 | 74400
exit |  |  | SM1229D0 | DELENI VS | VSM16 | GAZ EST | GZESTV | SC GAZ EST SA | DSO | DELENI | Vaslui | 1 | 4 | 0.010914 | 28800
exit |  |  | SM1230D0 | SOMES ODORHEI | VSM06 | CPL CONCORDIA | CPLCNC | SC CPL CONCORDIA SRL | DSO | SOMES ODORHEI | Salaj | 0.8 | 1.2 | 0.010625 | 72000
exit |  |  | SM1231D0 | LUMINA | VSM08 | DISTRIGAZ SUD RETELE | DISTSR | SC DISTRIGAZ SUD RETELE SRL | DSO | NAVODARI | Constanta | 1.2 | 2 | 0.011101 | 84000
exit |  |  | SM1232D0 | DRAGALINA | VSM08 | DISTRIGAZ SUD RETELE | DISTSR | SC DISTRIGAZ SUD RETELE SRL | DSO | DRAGALINA | Calarasi | 2.5 | 4 | 0.010931 | 74400
exit |  |  | SM1233D0 | PERIS IF | VSM08 | DISTRIGAZ SUD RETELE | DISTSR | SC DISTRIGAZ SUD RETELE SRL | DSO | PERIS | Ilfov | 1.8 | 4.5 | 0.010857 | 80400
exit |  |  | SM1234D0 | MITRENI | VSM08 | DISTRIGAZ SUD RETELE | DISTSR | SC DISTRIGAZ SUD RETELE SRL | DSO | MITRENI | Calarasi | 1.8 | 2 | 0.010743 | 48000
exit |  |  | SM1235D0 | SC SILCOTUB ZALAU |  |  | SILCOZL | SC SILCOTUB SA | DC | ZALAU | Salaj | 3.5 | 6.8 | 0.010624 | 168000
exit |  |  | SM1236D0 | PANCOTA | VSM15 | GAZ VEST | GAZVST | SC GAZ VEST SA | DSO | PANCOTA |  | 2 | 2.9 | 0.010691 | 120000
exit |  |  | SM1237D0 | SAULESTI | VSM15 | GAZ VEST | GAZVST | SC GAZ VEST SA | DSO | SAULESTI | Gorj | 0.8 | 1.8 | 0.01052 | 36000
exit |  |  | SM1238D0 | ROSIESTI | VSM16 | GAZ EST | GZESTV | SC GAZ EST SA | DSO | ROSIESTI | Vaslui | 2.5 | 4 | 0.011084 | 28800
exit |  |  | SM1239D0 | BUCIUMENI DB | VSM08 | DISTRIGAZ SUD RETELE | DISTSR | SC DISTRIGAZ SUD RETELE SRL | DSO | BUCIUMENI | Dimbovita | 0.8 | 1.8 | 0.010515 | 127200
exit |  |  | SM1240D0 | SOARD | VSM10 | E.ON GAZ DISTRIBUTIE | EGDTGM | DELGAZ GRID SA | DSO | SOARD | Mures | 1.3 | 2 | 0.010497 | 3840
exit |  |  | SM1242D0 | LERESTI | VSM08 | DISTRIGAZ SUD RETELE | DISTSR | SC DISTRIGAZ SUD RETELE SRL | DSO | LERESTI |  | 1 | 2 | 0.010808 | 120000
exit |  |  | SM1243D0 | MIHAESTI AG | VSM08 | DISTRIGAZ SUD RETELE | DISTSR | SC DISTRIGAZ SUD RETELE SRL | DSO | MIHAESTI |  | 1 | 2 | 0.010807 | 120000
exit |  |  | SM1244D0 | ALBESTI DE ARGES | VSM08 | DISTRIGAZ SUD RETELE | DISTSR | SC DISTRIGAZ SUD RETELE SRL | DSO | ALBESTI DE ARGES | Arges | 1 | 2 | 0.010751 | 120000
exit |  |  | SM1245D0 | ALBOTA | VSM08 | DISTRIGAZ SUD RETELE | DISTSR | SC DISTRIGAZ SUD RETELE SRL | DSO | ALBOTA |  | 1 | 2 | 0.010969 | 120000
exit |  |  | SM1247D0 | ROATA DE JOS |  |  | INSCON | SC INSTANT CONSTRUCT COMPANY SA | DSO | ROATA DE JOS | Giurgiu | 1 | 2 | 0.010869 | 72000
exit |  |  | SM1248D0 | CECC BRAZI |  |  | CBRAZI | SC OMV PETROM SA CENT COGE CU CICLU COMB | DC | BRAZI | Prahova | 11 | 26 | 0.010701 | 4848000
exit |  |  | SM1249D0 | COZMENI | VSM18 | HARGITA GAZ | HARGAZ | SC HARGAZ HARGHITA GAZ SA | DSO | LAZARESTI | Harghita | 1.4 | 2 | 0.010582 | 15600
exit |  |  | SM1250D0 | NEGRESTI | VSM16 | GAZ EST | GZESTV | SC GAZ EST SA | DSO | NEGRESTI | Vaslui | 2 | 4 | 0.010894 | 180000
exit |  |  | SM1251D0 | SC ECOPAPER ZARNESTI |  |  | ECOPAP | SC ECOPAPER SA | DC | ZARNESTI |  | 3 | 6 | 0.010877 | 120000
exit |  |  | SM1252D0 | BOBICESTI | VSM08 | DISTRIGAZ SUD RETELE | DISTSR | SC DISTRIGAZ SUD RETELE SRL | DSO | BALS | Olt | 2.5 | 4 | 0.010863 | 60000
exit |  |  | SM1253D0 | CRASNA | VSM02 | AMARAD | AMRDAR | SC AMARAD DISTRIBUTIE SRL | DSO | CRASNA | Salaj | 1 | 1.5 | 0.010631 | 28800
exit |  |  | SM1254D0 | CET GOVORA |  |  | CETGOV | CET GOVORA SA | DC | VALCEA | Vilcea | 0.9 | 3 | 0.010888 | 1584000
exit |  |  | SM1255D0 | SLATIOARA | VSM08 | DISTRIGAZ SUD RETELE | DISTSR | SC DISTRIGAZ SUD RETELE SRL | DSO | SLATIOARA | Olt | 1 | 2 | 0.010329 | 52800
exit |  |  | SM1256D0 | SC FNC SAFIR CHITCANI |  |  | SAFIRC | SC SAFIR SRL | DC | CHITCANI | Vaslui | 3 | 4.5 | 0.011 | 28800
exit |  |  | SM1258D0 | POIANA LACULUI | VSM25 | TEHNOLOGICA RADION | RADION | SC TEHNOLOGICA RADION SRL | DSO | POIANA LACULUI | Arges | 1 | 2 | 0.010882 | 72000
exit |  |  | SM1259D0 | HORIA NT | VSM04 | CORDUN GAZ | CORDGZ | SC CORDUN GAZ SA | DSO | HORIA | Neamt | 4 | 6 | 0.010848 | 15600
exit |  |  | SM1260D0 | CET CHISCANI |  |  | CETCHI | SC COMPLEXUL ENERGETIC OLTENIA SA | DC | CHISCANI |  | 0.5 | 1 | 0.010675 | 1800000
exit |  |  | SM1261D0 | MOSNITA NOUA | VSM10 | E.ON GAZ DISTRIBUTIE | EGDTGM | DELGAZ GRID SA | DSO | MOSNITA VECHE | Timis | 1.2 | 4 | 0.010622 | 120000
exit |  |  | SM1267D0 | RASNOV II | VSM08 | DISTRIGAZ SUD RETELE | DISTSR | SC DISTRIGAZ SUD RETELE SRL | DSO | RASNOV |  | 2 | 2.5 | 0.01071 | 15600
exit |  |  | SM1269D0 | CHIUZA | VSM24 | PREMIER ENERGY | PTRMDG | SC PREMIER ENERGY SRL | DSO | CHIUZA |  | 3.5 | 4.5 | 0.010499 | 43200
exit |  |  | SM1272D0 | SIRNA | VSM19 | MEGACONSTRUCT | MEGCST | SC MEGACONSTRUCT SA | DSO | SIRNA | Prahova | 2 | 4 | 0.010735 | 60000
exit |  |  | SM1281D0 | CSANADPALOTA EXPORT |  |  | IFGSZH | FGSZ | OSTA | CSANADPALOTA |  | 20 | 40 | 0.01055 | 240000
exit |  |  | SM1282D0 | AGHIRESU | VSM10 | E.ON GAZ DISTRIBUTIE | EGDTGM | DELGAZ GRID SA | DSO | AGHIRESU | Cluj | 1 | 4 | 0.010633 | 36000

## entry 01.10.2017
Annex2 a |  | Annex 2 |  | Technical capacity of the entry points as at 01.10.2017
Flow direction | Point code | Physical point name | Virtual point code | Virtual point name | VPA Code | VPA Name | Partner code | Adjacent partner name | Partner type | Locality | County | Pmin [bar] | Pmax [bar] | PCS average [MWh/cm] | Technical capacity [cm/day]
entry | PM0001 | COLIBI I | [7 empty] | ROMANESTI | Sibiu | 6 | 14 |  | 0
entry | PM0001 | COLIBI I | VPM04 | ROMGAZ | VPA001A0 | COLIBI I-CAMP | PROMGZ | SNGN ROMGAZ SA | PROD |  |  | 0 | 0 | 0.010469 | 1150000
entry | PM0001 | COLIBI I | VPM01 | ROMGAZ EXTRAS | VPA001A1 | COLIBI I-EXTRAS (CETATE) | DEPRGZ | SC SNGN ROMGAZ SA - DEPOZIT | SSO |  |  | 0 | 0 | 0.010469 | 1600000
entry | PM0004 | FILITELNIC-COROI | VPM04 | ROMGAZ |  |  | PROMGZ | SNGN ROMGAZ SA | PROD | FILITELNIC | Mures | 7 | 14 | 0.010473 | 2100000
entry | PM0005 | LASLAU | VPM04 | ROMGAZ |  |  | PROMGZ | SNGN ROMGAZ SA | PROD | LASLAU MARE | Mures | 8.5 | 25 | 0.010451 | 750000
entry | PM0006 | REFULARE DANES | VPM04 | ROMGAZ |  |  | PROMGZ | SNGN ROMGAZ SA | PROD | DANES | Mures | 10 | 28 | 0.010483 | 2500000
entry | PM0007 | RETIS | VPM04 | ROMGAZ |  |  | PROMGZ | SNGN ROMGAZ SA | PROD | RETIS | Sibiu | 10 | 27 | 0.01042 | 110000
entry | PM0009 | BEIA | VPM04 | ROMGAZ |  |  | PROMGZ | SNGN ROMGAZ SA | PROD | BEIA | Brasov | 8 | 15 | 0.009946 | 50000
entry | PM0010 | BUNESTI | VPM04 | ROMGAZ |  |  | PROMGZ | SNGN ROMGAZ SA | PROD | BUNESTI | Brasov | 8 | 15 | 0.010446 | 100000
entry | PM0011 | BRATESTI | VPM04 | ROMGAZ |  |  | PROMGZ | SNGN ROMGAZ SA | PROD | BRATESTI | Dimbovita | 6 | 25 | 0.010229 | 20000
entry | PM0013 | FINTA - GHEBOAIA SU | [7 empty] | FINTA | Dimbovita | 10 | 28 |  | 0
entry | PM0013 | FINTA - GHEBOAIA SU | VPM04 | ROMGAZ | VPA013A0 | FINTA-GHEBOAIA SU ROMGAZ | PROMGZ | SNGN ROMGAZ SA | PROD |  |  | 0 | 0 | 0.010422 | 130000
entry | PM0013 | FINTA - GHEBOAIA SU | VPM02 | AMROMCO | VPA013A1 | FINTA-GHEBOAIA SU AMROMCO | PAMROM | SC AMROMCO ENERGY SRL | PROD |  |  | 0 | 0 | 0.010417 | 40000
entry | PM0014 | VLADENI | [7 empty] | VLADENI | Dimbovita | 5 | 10 |  | 0
entry | PM0014 | VLADENI | VPM04 | ROMGAZ | VPA014A0 | VLADENI ROMGAZ | PROMGZ | SNGN ROMGAZ SA | PROD |  |  | 0 | 0 | 0.010302 | 3500
entry | PM0014 | VLADENI | VPM02 | AMROMCO | VPA014A1 | VLADENI AMROMCO | PAMROM | SC AMROMCO ENERGY SRL | PROD |  |  | 0 | 0 | 0.010302 | 25000
entry | PM0016 | VALEA CALUGAREASCA | VPM03 | OMV PETROM |  |  | PPETRM | SC OMV PETROM SA | PROD | VALEA CALUGAREASCA | Prahova | 3 | 10 | 0.010988 | 160000
entry | PM0017 | SCAIENI COMPRESOARE 54 | VPM03 | OMV PETROM |  |  | PPETRM | SC OMV PETROM SA | PROD | BOLDESTI SCAIENI | Prahova | 4 | 10 | 0.011757 | 200000
entry | PM0021 | GHERGHEASA (BOLDU) | VPM04 | ROMGAZ |  |  | PROMGZ | SNGN ROMGAZ SA | PROD | GHERGHEASA | Buzau | 10 | 28 | 0.010499 | 5000
entry | PM0022 | ROSIORU | [7 empty] | ROSIORU | Buzau | 10 | 28 |  | 0
entry | PM0022 | ROSIORU | VPM04 | ROMGAZ | VPA022A0 | ROSIORU ROMGAZ | PROMGZ | SNGN ROMGAZ SA | PROD |  |  | 0 | 0 | 0.010479 | 3500
entry | PM0022 | ROSIORU | VPM02 | AMROMCO | VPA022A1 | ROSIORU AMROMCO | PAMROM | SC AMROMCO ENERGY SRL | PROD |  |  | 0 | 0 | 0.010479 | 6500
entry | PM0023 | FLORICA | VPM04 | ROMGAZ |  |  | PROMGZ | SNGN ROMGAZ SA | PROD | FLORICA | Buzau | 10 | 28 | 0.010237 | 3500
entry | PM0024 | JUGUREANU-PADINA | [7 empty] | JUGUREANU | Braila | 10 | 28 |  | 0
entry | PM0024 | JUGUREANU-PADINA | VPM04 | ROMGAZ | VPA024A0 | JUGUREANU-PADINA ROMGAZ | PROMGZ | SNGN ROMGAZ SA | PROD |  |  | 0 | 0 | 0.01053 | 45000
entry | PM0024 | JUGUREANU-PADINA | VPM03 | OMV PETROM | VPA024A1 | JUGUREANU-PADINA PETROM | PPETRM | SC OMV PETROM SA | PROD |  |  | 0 | 0 | 0.01053 | 30000
entry | PM0026 | URZICENI NORD | VPM04 | ROMGAZ |  |  | PROMGZ | SNGN ROMGAZ SA | PROD | URZICENI | Ialomita | 12 | 25 | 0.010524 | 65000
entry | PM0028 | URZICENI EXTRAS | VPM01 | ROMGAZ EXTRAS |  |  | DEPRGZ | SC SNGN ROMGAZ SA - DEPOZIT | SSO | URZICENI | Ialomita | 15 | 35 | 0.010952 | 4080000
entry | PM0029 | GARBOVI | VPM04 | ROMGAZ |  |  | PROMGZ | SNGN ROMGAZ SA | PROD | GARBOVI | Ialomita | 15 | 27 | 0.010497 | 75000
entry | PM0030 | FIERBINTI | [7 empty] | DRIDU | Ialomita | 10 | 25 |  | 0
entry | PM0030 | FIERBINTI | VPM04 | ROMGAZ | VPA030A0 | FIERBINTI ROMGAZ | PROMGZ | SNGN ROMGAZ SA | PROD |  |  | 0 | 0 | 0.010532 | 35000
entry | PM0030 | FIERBINTI | VPM02 | AMROMCO | VPA030A1 | FIERBINTI AMROMCO | PAMROM | SC AMROMCO ENERGY SRL | PROD |  |  | 0 | 0 | 0.010532 | 20000
entry | PM0032 | BARBUNCESTI | VPM03 | OMV PETROM |  |  | PPETRM | SC OMV PETROM SA | PROD | BARBUNCESTI | Buzau | 15 | 33 | 0.010854 | 750000
entry | PM0033 | BENTU | VPM03 | OMV PETROM |  |  | PPETRM | SC OMV PETROM SA | PROD | BENTU | Buzau | 15 | 33 | 0.010347 | 110000
entry | PM0034 | POPESTI LAPUSATA | VPM03 | OMV PETROM |  |  | PPETRM | SC OMV PETROM SA | PROD | POPESTI | Vilcea | 10 | 26 | 0.01084 | 25000
entry | PM0036 | GARBOVI PETROM | VPM03 | OMV PETROM |  |  | PPETRM | SC OMV PETROM SA | PROD | GARBOVI | Ialomita | 15 | 27 | 0.010897 | 500000
entry | PM0038 | JUGUREANU | VPM03 | OMV PETROM |  |  | PPETRM | SC OMV PETROM SA | PROD | JUGUREANU | Braila | 15 | 30 | 0.010587 | 30000
entry | PM0039 | BALACEANCA EXTRAS | VPM01 | ROMGAZ EXTRAS |  |  | DEPRGZ | SC SNGN ROMGAZ SA - DEPOZIT | SSO | BALACEANCA | Ilfov | 6 | 26 | 0.010882 | 1300000
entry | PM0040 | BUTIMANU EXTRAS | VPM01 | ROMGAZ EXTRAS |  |  | DEPRGZ | SC SNGN ROMGAZ SA - DEPOZIT | SSO | BUTIMANU | Dimbovita | 12 | 28 | 0.010804 | 16000000
entry | PM0041 | DEPARATI HARLESTI | VPM03 | OMV PETROM |  |  | PPETRM | SC OMV PETROM SA | PROD | DEPARATI | Teleorman | 10 | 30 | 0.01033 | 30000
entry | PM0043 | GLAVACIOC | VPM03 | OMV PETROM |  |  | PPETRM | SC OMV PETROM SA | PROD | SELARI | Arges | 6 | 30 | 0.010612 | 60000
entry | PM0045 | CARTOJANI | VPM03 | OMV PETROM |  |  | PPETRM | SC OMV PETROM SA | PROD | CARTOJANI | Giurgiu | 6 | 30 | 0.010425 | 50000
entry | PM0048 | GRADINARI | VPM03 | OMV PETROM |  |  | PPETRM | SC OMV PETROM SA | PROD | GRADINARI | Giurgiu | 10 | 30 | 0.010529 | 70000
entry | PM0053 | GRADISTEA | [7 empty] | GRADISTEA | Vilcea | 15 | 32 |  | 0
entry | PM0053 | GRADISTEA | VPM04 | ROMGAZ | VPA053A0 | GRADISTEA ROMGAZ | PROMGZ | SNGN ROMGAZ SA | PROD |  |  | 0 | 0 | 0.010727 | 75000
entry | PM0053 | GRADISTEA | VPM03 | OMV PETROM | VPA053A1 | GRADISTEA PETROM | PPETRM | SC OMV PETROM SA | PROD |  |  | 0 | 0 | 0.010727 | 10000
entry | PM0054 | ZATRENI | [7 empty] | ZATRENI | Vilcea | 10 | 32 |  | 0
entry | PM0054 | ZATRENI | VPM04 | ROMGAZ | VPA054A0 | ZATRENI ROMGAZ | PROMGZ | SNGN ROMGAZ SA | PROD |  |  | 0 | 0 | 0.010591 | 7000
entry | PM0054 | ZATRENI | VPM02 | AMROMCO | VPA054A1 | ZATRENI AMROMCO | PAMROM | SC AMROMCO ENERGY SRL | PROD |  |  | 0 | 0 | 0.010591 | 35000
entry | PM0057 | SLATINA (DOBA GR.23) | VPM04 | ROMGAZ |  |  | PROMGZ | SNGN ROMGAZ SA | PROD | DOBA | Olt | 3 | 5 | 0.010328 | 7500
entry | PM0058 | SAPUNARI | VPM04 | ROMGAZ |  |  | PROMGZ | SNGN ROMGAZ SA | PROD | SAPUNARI | Arges | 3 | 5 | 0.010488 | 4000
entry | PM0060 | FAURESTI - SUD |  |  |  |  | PTORED | SC LOTUS PETROL SRL | PROD | FAURESTI | Vilcea | 8 | 30 | 0.011294 | 130000
entry | PM0061 | RADAUTI |  |  |  |  | PAUREL | SC RAFFLES ENERGY SRL | PROD | RADAUTI | Suceava | 5 | 21 | 0.010465 | 300000
entry | PM0062 | HUREZANI BULBUCENI | VPM03 | OMV PETROM |  |  | PPETRM | SC OMV PETROM SA | PROD | HUREZANI | Gorj | 20 | 39 | 0.010921 | 5500000
entry | PM0064 | HALANGESTI | VPM03 | OMV PETROM |  |  | PPETRM | SC OMV PETROM SA | PROD | HALANGESTI | Gorj | 15 | 31 | 0.010731 | 250000
entry | PM0065 | SOCU | VPM02 | AMROMCO |  |  | PAMROM | SC AMROMCO ENERGY SRL | PROD | SOCU | Gorj | 10 | 30 | 0.010531 | 350000
entry | PM0066 | IANCU JIANU OVESELU | VPM03 | OMV PETROM |  |  | PPETRM | SC OMV PETROM SA | PROD | IANCU JIANU | Gorj | 10 | 25 | 0.010649 | 150000
entry | PM0068 | TATARANI | VPM03 | OMV PETROM |  |  | PPETRM | SC OMV PETROM SA | PROD | TATARANI | Vilcea | 10 | 26 | 0.010985 | 180000
entry | PM0069 | CORBU | VPM03 | OMV PETROM |  |  | PPETRM | SC OMV PETROM SA | PROD | CORBU | Olt | 9 | 25.5 | 0.01108 | 250000
entry | PM0076 | BOTORCA REFULARE (CETATE) | [7 empty] | BOTORCA | Mures | 20 | 29 |  | 0
entry | PM0076 | BOTORCA REFULARE (CETATE) | VPM01 | ROMGAZ EXTRAS | VPA076A0 | BOTORCA REFULARE (CETATE)-EXT | DEPRGZ | SC SNGN ROMGAZ SA - DEPOZIT | SSO |  |  | 0 | 0 | 0.010467 | 1100000
entry | PM0076 | BOTORCA REFULARE (CETATE) | VPM04 | ROMGAZ | VPA076A1 | BOTORCA REFULARE (CETATE)-CAMP | PROMGZ | SNGN ROMGAZ SA | PROD |  |  | 0 | 0 | 0.010467 | 1900000
entry | PM0078 | LUNCA-REFULARE VEST | VPM04 | ROMGAZ |  |  | PROMGZ | SNGN ROMGAZ SA | PROD | LUNCA | Alba | 11 | 25 | 0.01048 | 1300000
entry | PM0079 | CARANI | [7 empty] | CARANI | Timis | 6 | 20 |  | 0
entry | PM0079 | CARANI | VPM03 | OMV PETROM | VPA079A0 | CARANI PETROM | PPETRM | SC OMV PETROM SA | PROD |  |  | 0 | 0 | 0.011064 | 75000
entry | PM0079 | CARANI | VPM02 | AMROMCO | VPA079A1 | CARANI AMROMCO | PAMROM | SC AMROMCO ENERGY SRL | PROD |  |  | 0 | 0 | 0.011064 | 75000
entry | PM0080 | FOENI | [7 empty] | FOENI | Timis | 7 | 20 |  | 0
entry | PM0080 | FOENI | VPM03 | OMV PETROM | VPA080A0 | FOENI PETROM | PPETRM | SC OMV PETROM SA | PROD |  |  | 0 | 0 | 0.010059 | 60000
entry | PM0080 | FOENI | VPM02 | AMROMCO | VPA080A1 | FOENI AMROMCO | PAMROM | SC AMROMCO ENERGY SRL | PROD |  |  | 0 | 0 | 0.010059 | 60000
entry | PM0082 | DUMBRAVITA | [7 empty] | DUMBRAVITA | Timis | 1.5 | 4 |  | 0
entry | PM0082 | DUMBRAVITA | VPM03 | OMV PETROM | VPA082A0 | DUMBRAVITA PETROM | PPETRM | SC OMV PETROM SA | PROD |  |  | 0 | 0 | 0.009416 | 15000
entry | PM0082 | DUMBRAVITA | VPM02 | AMROMCO | VPA082A1 | DUMBRAVITA AMROMCO | PAMROM | SC AMROMCO ENERGY SRL | PROD |  |  | 0 | 0 | 0.009416 | 15000
entry | PM0083 | ABRAMUT | VPM03 | OMV PETROM |  |  | PPETRM | SC OMV PETROM SA | PROD | ABRAMUT | Bihor | 5 | 15 | 0.010459 | 156000
entry | PM0085 | BORDOSIU | VPM04 | ROMGAZ |  |  | PROMGZ | SNGN ROMGAZ SA | PROD | BORDOSIU | Mures | 5 | 25 | 0.010461 | 300000
entry | PM0089 | CRISTUR REFULARE | VPM04 | ROMGAZ |  |  | PROMGZ | SNGN ROMGAZ SA | PROD | CRISTURU SECUIESC | Harghita | 10 | 24 | 0.010156 | 600000
entry | PM0094 | MARPOD | VPM04 | ROMGAZ |  |  | PROMGZ | SNGN ROMGAZ SA | PROD | MARPOD | Sibiu | 6 | 15 | 0.010428 | 200000
entry | PM0096 | TAZLAU | VPM04 | ROMGAZ |  |  | PROMGZ | SNGN ROMGAZ SA | PROD | TAZLAU | Neamt | 4 | 8 | 0.011577 | 150000
entry | PM0097 | SECUIENI | VPM04 | ROMGAZ |  |  | PROMGZ | SNGN ROMGAZ SA | PROD | SECUIENI | Harghita | 9 | 20 | 0.010617 | 900000
entry | PM0100 | VALEA SEACA | VPM04 | ROMGAZ |  |  | PROMGZ | SNGN ROMGAZ SA | PROD | VALEA SEACA | Suceava | 8 | 14 | 0.010484 | 210000
entry | PM0101 | FRASIN | VPM04 | ROMGAZ |  |  | PROMGZ | SNGN ROMGAZ SA | PROD | FRASIN | Suceava | 8 | 16 | 0.010863 | 300000
entry | PM0102 | HOMOCEA | [7 empty] | HOMOCEA | Vrancea | 14 | 23 |  | 0
entry | PM0102 | HOMOCEA | VPM04 | ROMGAZ | VPA102A0 | HOMOCEA ROMGAZ | PROMGZ | SNGN ROMGAZ SA | PROD |  |  | 0 | 0 | 0.011408 | 305000
entry | PM0102 | HOMOCEA | VPM03 | OMV PETROM | VPA102A1 | HOMOCEA PETROM | PPETRM | SC OMV PETROM SA | PROD |  |  | 0 | 0 | 0.011408 | 45000
entry | PM0103 | MUNTENI | VPM03 | OMV PETROM |  |  | PPETRM | SC OMV PETROM SA | PROD | MUNTENI | Galati | 10 | 25 | 0.011121 | 150000
entry | PM0104 | TECUCI TORCESTI | VPM03 | OMV PETROM |  |  | PPETRM | SC OMV PETROM SA | PROD | TECUCI | Galati | 10 | 25 | 0.010792 | 35000
entry | PM0106 | ISACCEA IMPORT | VPM05 | MEDIESU AURIT – ISACCEA |  |  | UKRTGS | UKRTRANSGAZ | Adj TSO | ISACCEA | Tulcea | 15 | 45 | 0.010776 | 23590656
entry | PM0107 | MIDIA PETROMAR | VPM03 | OMV PETROM |  |  | PPETRM | SC OMV PETROM SA | PROD | NAVODARI | Constanta | 10 | 35 | 0.011191 | 4000000
entry | PM0108 | TAGA SU | VPM04 | ROMGAZ |  |  | PROMGZ | SNGN ROMGAZ SA | PROD | TAGA | Cluj | 6 | 16 | 0.010439 | 400000
entry | PM0110 | FANTANELE SU | VPM04 | ROMGAZ |  |  | PROMGZ | SNGN ROMGAZ SA | PROD | FANTANELE BN | Bistrita-Nasaud | 10 | 16 | 0.010423 | 230000
entry | PM0111 | ENCIU | VPM04 | ROMGAZ |  |  | PROMGZ | SNGN ROMGAZ SA | PROD | ENCIU | Bistrita-Nasaud | 2 | 5 | 0.010434 | 30000
entry | PM0113 | MEDIESU AURIT IMPORT | VPM05 | MEDIESU AURIT – ISACCEA |  |  | UKRTGS | UKRTRANSGAZ | Adj TSO | MEDIESU AURIT | Satu Mare | 47 | 53 | 0.010762 | 10992000
entry | PM0114 | BAZNA NV | VPM04 | ROMGAZ |  |  | PROMGZ | SNGN ROMGAZ SA | PROD | BAZNA | Sibiu | 7 | 14 | 0.010465 | 550000
entry | PM0115 | BOTORCA VEST I | VPM04 | ROMGAZ |  |  | PROMGZ | SNGN ROMGAZ SA | PROD | BOTORCA | Mures | 20 | 29 | 0.010468 | 2500000
entry | PM0116 | BALDA SU | VPM04 | ROMGAZ |  |  | PROMGZ | SNGN ROMGAZ SA | PROD | BALDA | Mures | 8 | 12 | 0.010461 | 1150000
entry | PM0122 | LUDUS | VPM04 | ROMGAZ |  |  | PROMGZ | SNGN ROMGAZ SA | PROD | LUDUS | Mures | 7 | 12 | 0.010477 | 130000
entry | PM0123 | CUCERDEA | VPM04 | ROMGAZ |  |  | PROMGZ | SNGN ROMGAZ SA | PROD | CUCERDEA | Mures | 7 | 10 | 0.010467 | 10000
entry | PM0125 | ERNEI-GOLIRE SU | VPM04 | ROMGAZ |  |  | PROMGZ | SNGN ROMGAZ SA | PROD | ERNEI | Mures | 2 | 5 | 0.010467 | 650000
entry | PM0126 | CORUNCA P10 | VPM04 | ROMGAZ |  |  | PROMGZ | SNGN ROMGAZ SA | PROD | CORUNCA | Mures | 20 | 30 | 0.010463 | 2200000
entry | PM0131 | IERNUT I | VPM04 | ROMGAZ |  |  | PROMGZ | SNGN ROMGAZ SA | PROD | IERNUT | Mures | 6 | 10 | 0.01048 | 4000
entry | PM0132 | IERNUT II | VPM04 | ROMGAZ |  |  | PROMGZ | SNGN ROMGAZ SA | PROD | IERNUT | Mures | 6 | 10 | 0.010477 | 12000
entry | PM0133 | BOGATA II | VPM04 | ROMGAZ |  |  | PROMGZ | SNGN ROMGAZ SA | PROD | BOGATA | Mures | 6 | 12 | 0.010481 | 130000
entry | PM0134 | DELENI-CUCI | VPM04 | ROMGAZ |  |  | PROMGZ | SNGN ROMGAZ SA | PROD | CUCI | Mures | 2 | 5 | 0.010476 | 200000
entry | PM0136 | VAIDEIU SU | VPM04 | ROMGAZ |  |  | PROMGZ | SNGN ROMGAZ SA | PROD | VAIDEI | Mures | 4 | 8 | 0.010469 | 350000
entry | PM0137 | LUNCA-SIBIU | VPM04 | ROMGAZ |  |  | PROMGZ | SNGN ROMGAZ SA | PROD | LUNCA | Alba | 7 | 15 | 0.010443 | 1200000
entry | PM0139 | RUSI | VPM04 | ROMGAZ |  |  | PROMGZ | SNGN ROMGAZ SA | PROD | RUSI | Sibiu | 6 | 15 | 0.010478 | 80000
entry | PM0140 | ALAMOR | VPM04 | ROMGAZ |  |  | PROMGZ | SNGN ROMGAZ SA | PROD | ALAMOR | Sibiu | 6 | 15 | 0.010409 | 70000
entry | PM0141 | SOALA | VPM04 | ROMGAZ |  |  | PROMGZ | SNGN ROMGAZ SA | PROD | SOALA | Sibiu | 6 | 15 | 0.010484 | 70000
entry | PM0145 | BARGHIS | VPM04 | ROMGAZ |  |  | PROMGZ | SNGN ROMGAZ SA | PROD | BARGHIS | Sibiu | 6 | 17 | 0.010453 | 170000
entry | PM0146 | AGNITA | VPM04 | ROMGAZ |  |  | PROMGZ | SNGN ROMGAZ SA | PROD | AGNITA | Sibiu | 3 | 17 | 0.010326 | 30000
entry | PM0147 | NOCRICH | VPM04 | ROMGAZ |  |  | PROMGZ | SNGN ROMGAZ SA | PROD | NOCRICH | Sibiu | 6 | 16 | 0.010439 | 400000
entry | PM0149 | BRATEI-REFULARE | VPM04 | ROMGAZ |  |  | PROMGZ | SNGN ROMGAZ SA | PROD | BRATEI | Sibiu | 6 | 15 | 0.010481 | 750000
entry | PM0155 | NADES-SIGHISOARA | VPM04 | ROMGAZ |  |  | PROMGZ | SNGN ROMGAZ SA | PROD | NADES | Mures | 6 | 12 | 0.01048 | 120000
entry | PM0156 | TELINE | VPM04 | ROMGAZ |  |  | PROMGZ | SNGN ROMGAZ SA | PROD | TELINE | Sibiu | 4 | 10 | 0.01043 | 110000
entry | PM0157 | SIGHISOARA SONDA III | VPM04 | ROMGAZ |  |  | PROMGZ | SNGN ROMGAZ SA | PROD | SIGHISOARA | Mures | 6 | 25 | 0.010499 | 50000
entry | PM0159 | DELENI-TARNAVENI | VPM04 | ROMGAZ |  |  | PROMGZ | SNGN ROMGAZ SA | PROD | DELENI | Mures | 2 | 5 | 0.010466 | 80000
entry | PM0162 | SANCEL-BLAJ | VPM04 | ROMGAZ |  |  | PROMGZ | SNGN ROMGAZ SA | PROD | SANCEL | Alba | 4 | 10 | 0.010451 | 15000
entry | PM0163 | BAZNA-MEDIAS | VPM04 | ROMGAZ |  |  | PROMGZ | SNGN ROMGAZ SA | PROD | BAZNA | Sibiu | 3.5 | 7 | 0.010456 | 170000
entry | PM0164 | COPSA-MEDIAS | VPM04 | ROMGAZ |  |  | PROMGZ | SNGN ROMGAZ SA | PROD | COPSA MICA | Sibiu | 3.5 | 7 | 0.01048 | 200000
entry | PM0165 | COPSA-COMBINAT | VPM04 | ROMGAZ |  |  | PROMGZ | SNGN ROMGAZ SA | PROD | COPSA MICA | Sibiu | 4 | 7 | 0.010464 | 100000
entry | PM0175 | TODIRESTI | VPM04 | ROMGAZ |  |  | PROMGZ | SNGN ROMGAZ SA | PROD | TODIRESTI | Suceava | 8 | 16 | 0.010477 | 400000
entry | PM0177 | MURES SU P9 | VPM04 | ROMGAZ |  |  | PROMGZ | SNGN ROMGAZ SA | PROD | CORUNCA | Mures | 7 | 14 | 0.010461 | 2200000
entry | PM0178 | MURES CUCI P12 | VPM04 | ROMGAZ |  |  | PROMGZ | SNGN ROMGAZ SA | PROD | CORUNCA | Mures | 8 | 12 | 0.010454 | 700000
entry | PM0185 | NOU SASESC | VPM04 | ROMGAZ |  |  | PROMGZ | SNGN ROMGAZ SA | PROD | NOU SASESC | Sibiu | 5 | 10 | 0.010462 | 250000
entry | PM0190 | SLATINA (DOBA-GR.26) | VPM04 | ROMGAZ |  |  | PROMGZ | SNGN ROMGAZ SA | PROD | DOBA | Olt | 3 | 5 | 0.010328 | 5000
entry | PM0191 | MADULARI | [7 empty] | MADULARI | Vilcea | 10 | 30 |  | 0
entry | PM0191 | MADULARI | VPM03 | OMV PETROM | VPA191A0 | MADULARI PETROM | PPETRM | SC OMV PETROM SA | PROD |  |  | 0 | 0 | 0.011182 | 1500000
entry | PM0191 | MADULARI | VPM02 | AMROMCO | VPA191A1 | MADULARI AMROMCO | PAMROM | SC AMROMCO ENERGY SRL | PROD |  |  | 0 | 0 | 0.011182 | 100000
entry | PM0196 | BIBESTI | [7 empty] | BIBESTI | Gorj | 9 | 30 |  | 0
entry | PM0196 | BIBESTI | VPM04 | ROMGAZ | VPA196A0 | BIBESTI ROMGAZ | PROMGZ | SNGN ROMGAZ SA | PROD |  |  | 0 | 0 | 0.010492 | 14000
entry | PM0196 | BIBESTI | VPM02 | AMROMCO | VPA196A1 | BIBESTI AMROMCO | PAMROM | SC AMROMCO ENERGY SRL | PROD |  |  | 0 | 0 | 0.010492 | 80000
entry | PM0197 | STRAMBA | [7 empty] | STRAMBA JIU | Gorj | 9 | 25 |  | 0
entry | PM0197 | STRAMBA | VPM04 | ROMGAZ | VPA197A0 | STRAMBA ROMGAZ | PROMGZ | SNGN ROMGAZ SA | PROD |  |  | 0 | 0 | 0.010563 | 2500
entry | PM0197 | STRAMBA | VPM02 | AMROMCO | VPA197A1 | STRAMBA AMROMCO | PAMROM | SC AMROMCO ENERGY SRL | PROD |  |  | 0 | 0 | 0.010563 | 65000
entry | PM0198 | TICLENI TARGU JIU | VPM03 | OMV PETROM |  |  | PPETRM | SC OMV PETROM SA | PROD | TICLENI | Gorj | 2 | 7 | 0.011068 | 150000
entry | PM0201 | TURBUREA C2 | VPM03 | OMV PETROM |  |  | PPETRM | SC OMV PETROM SA | PROD | TURBUREA | Gorj | 10 | 25 | 0.010811 | 3500000
entry | PM0205 | HUREZANI SU | VPM04 | ROMGAZ |  |  | PROMGZ | SNGN ROMGAZ SA | PROD | HUREZANI | Gorj | 9 | 32 | 0.010499 | 125000
entry | PM0206 | PISCU STEJARI SU | VPM04 | ROMGAZ |  |  | PROMGZ | SNGN ROMGAZ SA | PROD | STEJARI (BACESTI) | Gorj | 15 | 32 | 0.010657 | 250000
entry | PM0216 | COTOFANESTI | VPM03 | OMV PETROM |  |  | PPETRM | SC OMV PETROM SA | PROD | COTOFANESTI | Bacau | 10 | 25 | 0.01074 | 700000
entry | PM0223 | PETRESTI BARBATESTI | VPM03 | OMV PETROM |  |  | PPETRM | SC OMV PETROM SA | PROD | PETRESTI | Gorj | 8 | 25 | 0.010849 | 700000
entry | PM0225 | SARMAS EXTRAS | VPM01 | ROMGAZ EXTRAS |  |  | DEPRGZ | SC SNGN ROMGAZ SA - DEPOZIT | SSO | SARMAS | Mures | 12 | 34 | 0.010593 | 7000000
entry | PM0237 | IERNUT III | VPM04 | ROMGAZ |  |  | PROMGZ | SNGN ROMGAZ SA | PROD | IERNUT | Mures | 6 | 10 | 0.010462 | 500
entry | PM0238 | POCOLENI | VPM04 | ROMGAZ |  |  | PROMGZ | SNGN ROMGAZ SA | PROD | POCOLENI | Suceava | 7 | 14 | 0.010466 | 300000
entry | PM0240 | TIGMANDRU-FIR II BUCURESTI | VPM04 | ROMGAZ |  |  | PROMGZ | SNGN ROMGAZ SA | PROD | TIGMANDRU | Mures | 16 | 29 | 0.01047 | 3200000
entry | PM0245 | TURDAS | VPM04 | ROMGAZ |  |  | PROMGZ | SNGN ROMGAZ SA | PROD | TURDAS | Alba | 4 | 8 | 0.010424 | 5000
entry | PM0248 | BALTA ALBA | VPM02 | AMROMCO |  |  | PAMROM | SC AMROMCO ENERGY SRL | PROD | BALTA ALBA | Buzau | 15 | 30 | 0.010481 | 150000
entry | PM0250 | MURES P12 DEPO EXTRAS |  |  |  |  | DEPOMS | SC DEPOMURES SA | SSO | TG. MURES | Mures | 8 | 13 | 0.010497 | 3400000
entry | PM0253 | HUREZANI BUSTUCHINI | VPM03 | OMV PETROM |  |  | PPETRM | SC OMV PETROM SA | PROD | HUREZANI | Gorj | 15 | 27 | 0.011057 | 3700000
entry | PM0256 | SC BAND NORD | VPM04 | ROMGAZ |  |  | PROMGZ | SNGN ROMGAZ SA | PROD | BAND | Mures | 16 | 35 | 0.010463 | 3000000
entry | PM0257 | SC BAND VEST | VPM04 | ROMGAZ |  |  | PROMGZ | SNGN ROMGAZ SA | PROD | BAND | Mures | 38 | 40 | 0.010462 | 3000000
entry | PM0258 | AFUMATI S-DA 175 PASAREA | VPM03 | OMV PETROM |  |  | PPETRM | SC OMV PETROM SA | PROD | AFUMATI | Ilfov | 10 | 25 | 0.010475 | 20000
entry | PM0259 | PARAIENII DE JOS | VPM03 | OMV PETROM |  |  | PPETRM | SC OMV PETROM SA | PROD | PARAIENII DE JOS | Vilcea | 10 | 31 | 0.010886 | 450000
entry | PM0261 | GHERGHEASA | VPM02 | AMROMCO |  |  | PAMROM | SC AMROMCO ENERGY SRL | PROD | GHERGHEASA | Buzau | 15 | 30 | 0.010194 | 80000
entry | PM0262 | SCAIENI COMPRESOARE 54 GDF | VPM03 | OMV PETROM |  |  | PPETRM | SC OMV PETROM SA | PROD | BOLDESTI SCAIENI | Prahova | 4 | 10 | 0.010062 | 200000
entry | PM0264 | GALBENU | VPM04 | ROMGAZ |  |  | PROMGZ | SNGN ROMGAZ SA | PROD | GALBENU | Braila | 15 | 25 | 0.010716 | 350000
entry | PM0265 | BALTA ALBA GR 22 | VPM02 | AMROMCO |  |  | PAMROM | SC AMROMCO ENERGY SRL | PROD | GRADISTEA | Braila | 15 | 30 | 0.010468 | 100000
entry | PM0266 | CSANADPALOTA IMPORT |  |  |  |  | IFGSZH | FGSZ | Adj TSO | CSANADPALOTA |  | 20 | 40 | 0.010861 | 4800000
entry | PM0267 | FRASIN - BRAZI | VPM02 | AMROMCO |  |  | PAMROM | SC AMROMCO ENERGY SRL | PROD | COCORASTI COLT | Prahova | 10 | 30 | 0.010364 | 400000
entry | PM0268 | TAMASESTI | VPM04 | ROMGAZ |  |  | PROMGZ | SNGN ROMGAZ SA | PROD | TAMASESTI | Gorj | 10 | 20 | 0.010453 | 5000
entry | PM0270 | SU ZATRENI | [7 empty] | ZATRENI | Vilcea | 10 | 32 |  | 0
entry | PM0270 | SU ZATRENI | VPM04 | ROMGAZ | VPA270A0 | SU ZATRENI ROMGAZ | PROMGZ | SNGN ROMGAZ SA | PROD |  |  | 0 | 0 | 0.010943 | 145000
entry | PM0270 | SU ZATRENI | VPM02 | AMROMCO | VPA270A1 | SU ZATRENI AMROMCO | PAMROM | SC AMROMCO ENERGY SRL | PROD |  |  | 0 | 0 | 0.010943 | 9000
entry | PM0271 | GURA SUTII | VPM02 | AMROMCO |  |  | PAMROM | SC AMROMCO ENERGY SRL | PROD | GURA SUTII | Dimbovita | 10 | 25 | 0.010483 | 100000
entry | PM0272 | DEZBENZINARE TICLENI | VPM03 | OMV PETROM |  |  | PPETRM | SC OMV PETROM SA | PROD | TICLENI | Gorj | 10 | 30 | 0.011069 | 200000
entry | PM0273 | POSTARNACU | [7 empty] | POSTARNACU | Dimbovita | 10 | 28 |  | 0
entry | PM0273 | POSTARNACU | VPM04 | ROMGAZ | VPA273A0 | POSTARNACU ROMGAZ | PROMGZ | SNGN ROMGAZ SA | PROD |  |  | 0 | 0 | 0.010397 | 130000
entry | PM0273 | POSTARNACU | VPM02 | AMROMCO | VPA273A1 | POSTARNACU AMROMCO | PAMROM | SC AMROMCO ENERGY SRL | PROD |  |  | 0 | 0 | 0.010397 | 40000
entry | PM0275 | STATIA CENTRALA GHERCESTI EXTR | VPM01 | ROMGAZ EXTRAS |  |  | DEPRGZ | SC SNGN ROMGAZ SA - DEPOZIT | SSO | GHERCESTI | Dolj | 5 | 10 | 0.010585 | 1500000
entry | PM0276 | NADLAC SONDA 3 | VPM02 | AMROMCO |  |  | PAMROM | SC AMROMCO ENERGY SRL | PROD | NADLAC | Arad | 6 | 40 | 0.011765 | 96000
entry | PM0277 | BRADESTI | VPM03 | OMV PETROM |  |  | PPETRM | SC OMV PETROM SA | PROD | BRADESTI | Dolj | 10 | 25 | 0.010519 | 450000
entry | PM0281 | MICESTI | VPM03 | OMV PETROM |  |  | PPETRM | SC OMV PETROM SA | PROD | MARACINENI | Arges | 6 | 25 | 0.010482 | 100000
entry | PM0282 | HEREPEA | VPM04 | ROMGAZ |  |  | PROMGZ | SNGN ROMGAZ SA | PROD | HEREPEA | Mures | 8 | 12 | 0.010479 | 120000
entry | PM0284 | CUDALBI | VPM02 | AMROMCO |  |  | PAMROM | SC AMROMCO ENERGY SRL | PROD | CUDALBI | Galati | 13 | 15 | 0.010823 | 108000
entry | PM0285 | DINIAS | VPM02 | AMROMCO |  |  | PAMROM | SC AMROMCO ENERGY SRL | PROD | DINIAS | Timis | 4 | 7 | 0.010466 | 141600
entry | PM0286 | NASAL | VPM02 | AMROMCO |  |  | PAMROM | SC AMROMCO ENERGY SRL | PROD | TAGA | Cluj | 8 | 20 | 0.010445 | 100800
entry | PM0287 | BERESTI TAZLAU |  |  |  |  | PSTREN | SC STRATUM ENERGY ROMANIA LLC | PROD | BERESTI | Bacau | 15 | 35 | 0.011362 | 1500000
entry | PM0288 | CIOFRANGENI | VPM02 | AMROMCO |  |  | PAMROM | SC AMROMCO ENERGY SRL | PROD | BLAJU | Arges | 8 | 25 | 0.010657 | 105000
entry | PM0289 | SOCU II | VPM02 | AMROMCO |  |  | PAMROM | SC AMROMCO ENERGY SRL | PROD | SOCU | Gorj | 8 | 40 | 0.010531 | 624000
entry | PM0290 | DEPOZIT 160 VIDELE | VPM03 | OMV PETROM |  |  | PPETRM | SC OMV PETROM SA | PROD | MARSA | Giurgiu | 6 | 30 | 0.01035 | 26400
entry | PM0294 | PADINA NORD I | [7 empty] | PADINA | Buzau | 15 | 35 |  | 0
entry | PM0294 | PADINA NORD I | VPM08 | HUNT OIL | VPA294A0 | PADINA NORD I HUNT OIL | PHUNTO | SC HUNT OIL COMPANY OF ROMANIA SA | PROD |  |  | 0 | 0 | 0.010853 | 222000
entry | PM0294 | PADINA NORD I | VPM03 | OMV PETROM | VPA294A1 | PADINA NORD I PETROM | PPETRM | SC OMV PETROM SA | PROD |  |  | 0 | 0 | 0.010853 | 222000
entry | PM0295 | BURCIOAIA | VPM03 | OMV PETROM |  |  | PPETRM | SC OMV PETROM SA | PROD | BURCIOAIA | Vrancea | 15 | 35 | 0.010732 | 700080
entry | PM0296 | MAMU (CRETENI) | VPM03 | OMV PETROM |  |  | PPETRM | SC OMV PETROM SA | PROD | MAMU | Vilcea | 18 | 40 | 0.010737 | 999840
entry | PM0297 | MERISANI (BASCOV) | VPM03 | OMV PETROM |  |  | PPETRM | SC OMV PETROM SA | PROD | BASCOV | Arges | 7.5 | 40 | 0.011472 | 264000
entry | PM0298 | RUSE-GIURGIU |  |  |  |  | BULGAR | BULGARTRANSGAZ | Adj TSO |  |  | 30 | 40 | 0.010797 | 734304